## Sheet1
Coding_Scheme | Code_Value | Full_Name | Shortcode | Viewport | Unit | UCUM_Unit | CID_Source
SRT | 14910006 | Inspiration | 14910006 | CID_12234 | F-20010 |  | CID_12234
SRT | 58322009 | Expiration | 58322009 | CID_12234 | F-20020 |  | CID_12234
SRT | 399093001 | Medial Mitral Annulus | 399093001 | CID_12235 | G-0391 |  | CID_12235
SRT | 399086000 | Lateral Mitral Annulus | 399086000 | CID_12235 | G-0392 |  | CID_12235
SRT | 65197004 | Mitral Annulus | 65197004 | CID_12235 | T-35310 |  | CID_12235
DCM | 125223 | 4 Point Segment Finding Scale | 125223 | CID_12238 |  |  | CID_12238
DCM | 125224 | 5 Point Segment Finding Scale | 125224 | CID_12238 |  |  | CID_12238
DCM | 125225 | 5 Point Segment Finding Scale With Graded Hypokinesis | 125225 | CID_12238 |  |  | CID_12238
SRT | 90096001 | Stroke Volume | 90096001 | CID_12239 | F-32120 |  | CID_12239
SRT | 82799009 | Cardiac Output | 82799009 | CID_12239 | F-32100 |  | CID_12239
SRT | 54993008 | Cardiac Index | 54993008 | CID_12239 | F-32110 |  | CID_12239
SRT | 277381004 | Stroke Index | 277381004 | CID_12239 | F-00078 |  | CID_12239
SRT | 399030000 | Left Ventricular Systolic Area | 399030000 | CID_12240 | G-0374 |  | CID_12240
SRT | 399109006 | Left Ventricular Diastolic Area | 399109006 | CID_12240 | G-0375 |  | CID_12240
SRT | 399287000 | Left Ventricular Fractional Area Change | 399287000 | CID_12240 | G-0376 |  | CID_12240
SRT | 399293008 | Left Ventricle Epicardial Diastolic Area, psax pap view | 399293008 | CID_12240 | G-0379 |  | CID_12240
SRT | 113259005 | Tricuspid Annulus | 113259005 | CID_12241 | T-35110 |  | CID_12241
SRT | 77583004 | Aortic Valve Ring | 77583004 | CID_12242 | T-35410 |  | CID_12242
SRT | 13418002 | Left Ventricle Outflow Tract | 13418002 | CID_12243 | T-32650 |  | CID_12243
SRT | 30288003 | Ventricular Septal Defect | 30288003 | CID_12244 | D4-31150 |  | CID_12244
SRT | 70142008 | Atrial Septal Defect | 70142008 | CID_12244 | D4-31220 |  | CID_12244
DCM | 125195 | Pediatric Cardiac Ultrasound Report | 125195 | CID_12245 |  |  | CID_12245
DCM | 125196 | Fetal Cardiac Ultrasound Report | 125196 | CID_12245 |  |  | CID_12245
DCM | 125197 | Adult Congenital Cardiac Ultrasound Report | 125197 | CID_12245 |  |  | CID_12245
LN | 59091-9 | D-E Excursion | 59091-9 | CID_12251 | C2923419 |  | CID_12251
LN | 59109-9 | Leaflet Separation | 59109-9 | CID_12251 | C2923448 |  | CID_12251
LN | 59110-7 | Leaflet Thickness | 59110-7 | CID_12251 | C2923450 |  | CID_12251
LN | 59122-2 | C-E Distance | 59122-2 | CID_12251 | C2923472 |  | CID_12251
LN | 10000-8 | R wave duration in lead AVR | 10000-8 |  | s | s | LOINC_db
LN | 10001-6 | R wave duration in lead I | 10001-6 |  | s | s | LOINC_db
LN | 10002-4 | R wave duration in lead II | 10002-4 |  | s | s | LOINC_db
LN | 10003-2 | R wave duration in lead III | 10003-2 |  | s | s | LOINC_db
LN | 10004-0 | R wave duration in lead V1 | 10004-0 |  | s | s | LOINC_db
LN | 10005-7 | R wave duration in lead V2 | 10005-7 |  | s | s | LOINC_db
LN | 10006-5 | R wave duration in lead V3 | 10006-5 |  | s | s | LOINC_db
LN | 10007-3 | R wave duration in lead V4 | 10007-3 |  | s | s | LOINC_db
LN | 10008-1 | R wave duration in lead V5 | 10008-1 |  | s | s | LOINC_db
LN | 10009-9 | R wave duration in lead V6 | 10009-9 |  | s | s | LOINC_db
LN | 10010-7 | R' wave amplitude in lead AVF | 10010-7 |  | mV |  | LOINC_db
LN | 10011-5 | R' wave amplitude in lead AVL | 10011-5 |  | mV |  | LOINC_db
LN | 10012-3 | R' wave amplitude in lead AVR | 10012-3 |  | mV |  | LOINC_db
LN | 10013-1 | R' wave amplitude in lead I | 10013-1 |  | mV |  | LOINC_db
LN | 10014-9 | R' wave amplitude in lead II | 10014-9 |  | mV |  | LOINC_db
LN | 10015-6 | R' wave amplitude in lead III | 10015-6 |  | mV |  | LOINC_db
LN | 10016-4 | R' wave amplitude in lead V1 | 10016-4 |  | mV |  | LOINC_db
LN | 10017-2 | R' wave amplitude in lead V2 | 10017-2 |  | mV |  | LOINC_db
LN | 10018-0 | R' wave amplitude in lead V3 | 10018-0 |  | mV |  | LOINC_db
LN | 10019-8 | R' wave amplitude in lead V4 | 10019-8 |  | mV |  | LOINC_db
LN | 10020-6 | R' wave amplitude in lead V5 | 10020-6 |  | mV |  | LOINC_db
LN | 10021-4 | R' wave amplitude in lead V6 | 10021-4 |  | mV |  | LOINC_db
LN | 10022-2 | R' wave duration in lead AVF | 10022-2 |  | s | s | LOINC_db
LN | 100224-5 | Cardiac left ventricular segmental wall motion by echo panel | 100224-5 |  | nan |  | LOINC_db
LN | 10023-0 | R' wave duration in lead AVL | 10023-0 |  | s | s | LOINC_db
LN | 10024-8 | R' wave duration in lead AVR | 10024-8 |  | s | s | LOINC_db
LN | 10025-5 | R' wave duration in lead I | 10025-5 |  | s | s | LOINC_db
LN | 10026-3 | R' wave duration in lead II | 10026-3 |  | s | s | LOINC_db
LN | 10027-1 | R' wave duration in lead III | 10027-1 |  | s | s | LOINC_db
LN | 10028-9 | R' wave duration in lead V1 | 10028-9 |  | s | s | LOINC_db
LN | 10029-7 | R' wave duration in lead V2 | 10029-7 |  | s | s | LOINC_db
LN | 10030-5 | R' wave duration in lead V3 | 10030-5 |  | s | s | LOINC_db
LN | 10031-3 | R' wave duration in lead V4 | 10031-3 |  | s | s | LOINC_db
LN | 10032-1 | R' wave duration in lead V5 | 10032-1 |  | s | s | LOINC_db
LN | 10033-9 | R' wave duration in lead V6 | 10033-9 |  | s | s | LOINC_db
LN | 10034-7 | S wave amplitude in lead AVF | 10034-7 |  | mV |  | LOINC_db
LN | 10035-4 | S wave amplitude in lead AVL | 10035-4 |  | mV |  | LOINC_db
LN | 10036-2 | S wave amplitude in lead AVR | 10036-2 |  | mV |  | LOINC_db
LN | 10037-0 | S wave amplitude in lead I | 10037-0 |  | mV |  | LOINC_db
LN | 10038-8 | S wave amplitude in lead II | 10038-8 |  | mV |  | LOINC_db
LN | 10039-6 | S wave amplitude in lead III | 10039-6 |  | mV |  | LOINC_db
LN | 10040-4 | S wave amplitude in lead V1 | 10040-4 |  | mV |  | LOINC_db
LN | 10041-2 | S wave amplitude in lead V2 | 10041-2 |  | mV |  | LOINC_db
LN | 10042-0 | S wave amplitude in lead V3 | 10042-0 |  | mV |  | LOINC_db
LN | 10043-8 | S wave amplitude in lead V4 | 10043-8 |  | mV |  | LOINC_db
LN | 10044-6 | S wave amplitude in lead V5 | 10044-6 |  | mV |  | LOINC_db
LN | 100452-2 | Clinical Cardiac Electrophysiology Outpatient Progress Note | 100452-2 |  | nan |  | LOINC_db
LN | 10045-3 | S wave amplitude in lead V6 | 10045-3 |  | mV |  | LOINC_db
LN | 10046-1 | S wave duration in lead AVF | 10046-1 |  | s | s | LOINC_db
LN | 100472-0 | Heart Failure+Transplant Cardiology Outpatient Progress Note | 100472-0 |  | nan |  | LOINC_db
LN | 10047-9 | S wave duration in lead AVL | 10047-9 |  | s | s | LOINC_db
LN | 100479-5 | Interventional Cardiology Outpatient Progress Note | 100479-5 |  | nan |  | LOINC_db
LN | 10048-7 | S wave duration in lead AVR | 10048-7 |  | s | s | LOINC_db
LN | 10049-5 | S wave duration in lead I | 10049-5 |  | s | s | LOINC_db
LN | 10050-3 | S wave duration in lead II | 10050-3 |  | s | s | LOINC_db
LN | 100505-7 | Pediatric Cardiology Outpatient Progress Note | 100505-7 |  | nan |  | LOINC_db
LN | 10051-1 | S wave duration in lead III | 10051-1 |  | s | s | LOINC_db
LN | 10052-9 | S wave duration in lead V1 | 10052-9 |  | s | s | LOINC_db
LN | 10053-7 | S wave duration in lead V2 | 10053-7 |  | s | s | LOINC_db
LN | 10054-5 | S wave duration in lead V3 | 10054-5 |  | s | s | LOINC_db
LN | 10055-2 | S wave duration in lead V4 | 10055-2 |  | s | s | LOINC_db
LN | 10056-0 | S wave duration in lead V5 | 10056-0 |  | s | s | LOINC_db
LN | 100560-2 | Clinical Cardiac Electrophysiology Hospital Progress Note | 100560-2 |  | nan |  | LOINC_db
LN | 10057-8 | S wave duration in lead V6 | 10057-8 |  | s | s | LOINC_db
LN | 100580-0 | Heart Failure+Transplant Cardiology Hospital Progress Note | 100580-0 |  | nan |  | LOINC_db
LN | 10058-6 | S' wave amplitude in lead AVF | 10058-6 |  | mV |  | LOINC_db
LN | 100587-5 | Interventional Cardiology Hospital Progress Note | 100587-5 |  | nan |  | LOINC_db
LN | 10059-4 | S' wave amplitude in lead AVL | 10059-4 |  | mV |  | LOINC_db
LN | 10060-2 | S' wave amplitude in lead AVR | 10060-2 |  | mV |  | LOINC_db
LN | 10061-0 | S' wave amplitude in lead I | 10061-0 |  | mV |  | LOINC_db
LN | 100613-9 | Pediatric Cardiology Hospital Progress Note | 100613-9 |  | nan |  | LOINC_db
LN | 10062-8 | S' wave amplitude in lead II | 10062-8 |  | mV |  | LOINC_db
LN | 10063-6 | S' wave amplitude in lead III | 10063-6 |  | mV |  | LOINC_db
LN | 10064-4 | S' wave amplitude in lead V1 | 10064-4 |  | mV |  | LOINC_db
LN | 10065-1 | S' wave amplitude in lead V2 | 10065-1 |  | mV |  | LOINC_db
LN | 10066-9 | S' wave amplitude in lead V3 | 10066-9 |  | mV |  | LOINC_db
LN | 10067-7 | S' wave amplitude in lead V4 | 10067-7 |  | mV |  | LOINC_db
LN | 10068-5 | S' wave amplitude in lead V5 | 10068-5 |  | mV |  | LOINC_db
LN | 10069-3 | S' wave amplitude in lead V6 | 10069-3 |  | mV |  | LOINC_db
LN | 10070-1 | S' wave duration in lead AVF | 10070-1 |  | s | s | LOINC_db
LN | 10071-9 | S' wave duration in lead AVL | 10071-9 |  | s | s | LOINC_db
LN | 10072-7 | S' wave duration in lead AVR | 10072-7 |  | s | s | LOINC_db
LN | 10073-5 | S' wave duration in lead I | 10073-5 |  | s | s | LOINC_db
LN | 10074-3 | S' wave duration in lead II | 10074-3 |  | s | s | LOINC_db
LN | 10075-0 | S' wave duration in lead III | 10075-0 |  | s | s | LOINC_db
LN | 10076-8 | S' wave duration in lead V1 | 10076-8 |  | s | s | LOINC_db
LN | 10077-6 | S' wave duration in lead V2 | 10077-6 |  | s | s | LOINC_db
LN | 10078-4 | S' wave duration in lead V3 | 10078-4 |  | s | s | LOINC_db
LN | 10079-2 | S' wave duration in lead V4 | 10079-2 |  | s | s | LOINC_db
LN | 10080-0 | S' wave duration in lead V5 | 10080-0 |  | s | s | LOINC_db
LN | 10081-8 | S' wave duration in lead V6 | 10081-8 |  | s | s | LOINC_db
LN | 10082-6 | ST initial amplitude 6 ms in lead AVF | 10082-6 |  | mV |  | LOINC_db
LN | 10083-4 | ST initial amplitude 6 ms in lead AVL | 10083-4 |  | mV |  | LOINC_db
LN | 10084-2 | ST initial amplitude 6 ms in lead AVR | 10084-2 |  | mV |  | LOINC_db
LN | 100853-1 | NM Pericardial space Views for effusion | 100853-1 |  | nan |  | LOINC_db
LN | 10085-9 | ST initial amplitude 6 ms in lead I | 10085-9 |  | mV |  | LOINC_db
LN | 10086-7 | ST initial amplitude 6 ms in lead II | 10086-7 |  | mV |  | LOINC_db
LN | 10087-5 | ST initial amplitude 6 ms in lead III | 10087-5 |  | mV |  | LOINC_db
LN | 100875-4 | Fetal Heart Document limited US | 100875-4 |  | nan |  | LOINC_db
LN | 100876-2 | Fetal Heart Document US | 100876-2 |  | nan |  | LOINC_db
LN | 100877-0 | US Heart Transesophageal during surgery | 100877-0 |  | nan |  | LOINC_db
LN | 10088-3 | ST initial amplitude 6 ms in lead V1 | 10088-3 |  | mV |  | LOINC_db
LN | 10089-1 | ST initial amplitude 6 ms in lead V2 | 10089-1 |  | mV |  | LOINC_db
LN | 10090-9 | ST initial amplitude 6 ms in lead V3 | 10090-9 |  | mV |  | LOINC_db
LN | 10091-7 | ST initial amplitude 6 ms in lead V4 | 10091-7 |  | mV |  | LOINC_db
LN | 10092-5 | ST initial amplitude 6 ms in lead V5 | 10092-5 |  | mV |  | LOINC_db
LN | 10093-3 | ST initial amplitude 6 ms in lead V6 | 10093-3 |  | mV |  | LOINC_db
LN | 10094-1 | ST slope in lead AVF | 10094-1 |  | mV/s |  | LOINC_db
LN | 10095-8 | ST slope in lead AVL | 10095-8 |  | mV/s |  | LOINC_db
LN | 10096-6 | ST slope in lead AVR | 10096-6 |  | mV/s |  | LOINC_db
LN | 10097-4 | ST slope in lead I | 10097-4 |  | mV/s |  | LOINC_db
LN | 10098-2 | ST slope in lead II | 10098-2 |  | mV/s |  | LOINC_db
LN | 10099-0 | ST slope in lead III | 10099-0 |  | mV/s |  | LOINC_db
LN | 10100-6 | ST slope in lead V1 | 10100-6 |  | mV/s |  | LOINC_db
LN | 10101-4 | ST slope in lead V2 | 10101-4 |  | mV/s |  | LOINC_db
LN | 101014-9 | Clinical Cardiac Electrophysiology History and Physical Note | 101014-9 |  | nan |  | LOINC_db
LN | 10102-2 | ST slope in lead V3 | 10102-2 |  | mV/s |  | LOINC_db
LN | 10103-0 | ST slope in lead V4 | 10103-0 |  | mV/s |  | LOINC_db
LN | 10104-8 | ST slope in lead V5 | 10104-8 |  | mV/s |  | LOINC_db
LN | 10105-5 | ST slope in lead V6 | 10105-5 |  | mV/s |  | LOINC_db
LN | 10106-3 | ST wave end displacement in lead AVF | 10106-3 |  | mV |  | LOINC_db
LN | 10107-1 | ST wave end displacement in lead AVL | 10107-1 |  | mV |  | LOINC_db
LN | 10108-9 | ST wave end displacement in lead AVR | 10108-9 |  | mV |  | LOINC_db
LN | 10109-7 | ST wave end displacement in lead I | 10109-7 |  | mV |  | LOINC_db
LN | 10110-5 | ST wave end displacement in lead II | 10110-5 |  | mV |  | LOINC_db
LN | 10111-3 | ST wave end displacement in lead III | 10111-3 |  | mV |  | LOINC_db
LN | 10112-1 | ST wave end displacement in lead V1 | 10112-1 |  | mV |  | LOINC_db
LN | 10113-9 | ST wave end displacement in lead V2 | 10113-9 |  | mV |  | LOINC_db
LN | 10114-7 | ST wave end displacement in lead V3 | 10114-7 |  | mV |  | LOINC_db
LN | 101150-1 | Right ventricular Cardiac output by Fick method | 101150-1 |  | L/min |  | LOINC_db
LN | 101151-9 | Right ventricular Cardiac output by Indicator dilution | 101151-9 |  | L/min |  | LOINC_db
LN | 10115-4 | ST wave end displacement in lead V4 | 10115-4 |  | mV |  | LOINC_db
LN | 10116-2 | ST wave end displacement in lead V5 | 10116-2 |  | mV |  | LOINC_db
LN | 10117-0 | ST wave end displacement in lead V6 | 10117-0 |  | mV |  | LOINC_db
LN | 10118-8 | ST wave mid displacement in lead AVF | 10118-8 |  | mV |  | LOINC_db
LN | 10119-6 | ST wave mid displacement in lead AVL | 10119-6 |  | mV |  | LOINC_db
LN | 10120-4 | ST wave mid displacement in lead AVR | 10120-4 |  | mV |  | LOINC_db
LN | 10121-2 | ST wave mid displacement in lead I | 10121-2 |  | mV |  | LOINC_db
LN | 10122-0 | ST wave mid displacement in lead II | 10122-0 |  | mV |  | LOINC_db
LN | 10123-8 | ST wave mid displacement in lead III | 10123-8 |  | mV |  | LOINC_db
LN | 10124-6 | ST wave mid displacement in lead V1 | 10124-6 |  | mV |  | LOINC_db
LN | 10125-3 | ST wave mid displacement in lead V2 | 10125-3 |  | mV |  | LOINC_db
LN | 10126-1 | ST wave mid displacement in lead V3 | 10126-1 |  | mV |  | LOINC_db
LN | 10127-9 | ST wave mid displacement in lead V4 | 10127-9 |  | mV |  | LOINC_db
LN | 10128-7 | ST wave mid displacement in lead V5 | 10128-7 |  | mV |  | LOINC_db
LN | 10129-5 | ST wave mid displacement in lead V6 | 10129-5 |  | mV |  | LOINC_db
LN | 10130-3 | T' wave amplitude in lead AVF | 10130-3 |  | mV |  | LOINC_db
LN | 10131-1 | T' wave amplitude in lead AVL | 10131-1 |  | mV |  | LOINC_db
LN | 10132-9 | T' wave amplitude in lead AVR | 10132-9 |  | mV |  | LOINC_db
LN | 10133-7 | T' wave amplitude in lead I | 10133-7 |  | mV |  | LOINC_db
LN | 10134-5 | T' wave amplitude in lead II | 10134-5 |  | mV |  | LOINC_db
LN | 10135-2 | T' wave amplitude in lead III | 10135-2 |  | mV |  | LOINC_db
LN | 10136-0 | T' wave amplitude in lead V1 | 10136-0 |  | mV |  | LOINC_db
LN | 101375-4 | Troponin I.cardiac [Mass concentration difference] in Serum or Plasma by Calculation --2H post baseline measurement | 101375-4 |  | ng/dl |  | LOINC_db
LN | 10137-8 | T' wave amplitude in lead V2 | 10137-8 |  | mV |  | LOINC_db
LN | 10138-6 | T' wave amplitude in lead V3 | 10138-6 |  | mV |  | LOINC_db
LN | 10139-4 | T' wave amplitude in lead V4 | 10139-4 |  | nan |  | LOINC_db
LN | 10140-2 | T' wave amplitude in lead V5 | 10140-2 |  | nan |  | LOINC_db
LN | 10141-0 | T' wave amplitude in lead V6 | 10141-0 |  | mV |  | LOINC_db
LN | 10142-8 | T wave amplitude in lead AVF | 10142-8 |  | mV |  | LOINC_db
LN | 10143-6 | T wave amplitude in lead AVL | 10143-6 |  | mV |  | LOINC_db
LN | 10144-4 | T wave amplitude in lead AVR | 10144-4 |  | mV |  | LOINC_db
LN | 10145-1 | T wave amplitude in lead I | 10145-1 |  | mV |  | LOINC_db
LN | 10146-9 | T wave amplitude in lead II | 10146-9 |  | mV |  | LOINC_db
LN | 10147-7 | T wave amplitude in lead III | 10147-7 |  | mV |  | LOINC_db
LN | 10148-5 | T wave amplitude in lead V1 | 10148-5 |  | mV |  | LOINC_db
LN | 10149-3 | T wave amplitude in lead V2 | 10149-3 |  | mV |  | LOINC_db
LN | 10150-1 | T wave amplitude in lead V3 | 10150-1 |  | mV |  | LOINC_db
LN | 10151-9 | T wave amplitude in lead V4 | 10151-9 |  | nan |  | LOINC_db
LN | 10152-7 | T wave amplitude in lead V5 | 10152-7 |  | nan |  | LOINC_db
LN | 10153-5 | T wave amplitude in lead V6 | 10153-5 |  | mV |  | LOINC_db
LN | 101577-5 | Cardioversion report Heart Document | 101577-5 |  | nan |  | LOINC_db
LN | 101578-3 | Cardiac device monitoring report | 101578-3 |  | nan |  | LOINC_db
LN | 101579-1 | Heart Multisection transthoracic limited by US | 101579-1 |  | nan |  | LOINC_db
LN | 101580-9 | US Heart Transthoracic limited for congenital disease | 101580-9 |  | nan |  | LOINC_db
LN | 101581-7 | US Heart Transthoracic for congenital disease | 101581-7 |  | nan |  | LOINC_db
LN | 10168-3 | History of Cardiovascular system disorders Narrative | 10168-3 |  | nan |  | LOINC_db
LN | 101865-4 | Troponin T. cardiac 2H and 6H 5th generation panel in Serum or Plasma by High sensitivity method | 101865-4 |  | nan |  | LOINC_db
LN | 101896-9 | Heart Failure+Transplant Cardiology Procedure Note | 101896-9 |  | nan |  | LOINC_db
LN | 10200-4 | Physical findings of Heart Narrative | 10200-4 |  | nan |  | LOINC_db
LN | 102209-4 | Cashew nut IgE Ab [Presence] in Serum by Radioallergosorbent test (RAST) | 102209-4 |  | nan |  | LOINC_db
LN | 10230-1 | Left ventricular Ejection fraction | 10230-1 |  | % | % | LOINC_db
LN | 10231-9 | Right ventricular Ejection fraction | 10231-9 |  | % | % | LOINC_db
LN | 10233-5 | Oxygen content in Left atrium | 10233-5 |  | mol/L |  | LOINC_db
LN | 10234-3 | Oxygen content in Right atrium | 10234-3 |  | mol/L |  | LOINC_db
LN | 10235-0 | Oxygen content in High right atrium | 10235-0 |  | mol/L |  | LOINC_db
LN | 10236-8 | Oxygen content in Low right atrium | 10236-8 |  | mol/L |  | LOINC_db
LN | 10237-6 | Oxygen content in Mid right atrium | 10237-6 |  | mol/L |  | LOINC_db
LN | 10238-4 | Oxygen content in Left ventricle | 10238-4 |  | mol/L |  | LOINC_db
LN | 10239-2 | Oxygen content in Right ventricular outflow tract | 10239-2 |  | mol/L |  | LOINC_db
LN | 10240-0 | Oxygen content in Right ventricle | 10240-0 |  | mol/L |  | LOINC_db
LN | 10249-1 | Heart rate device Institution inventory number | 10249-1 |  | nan |  | LOINC_db
LN | 10250-9 | Heart rate device Vendor model number | 10250-9 |  | nan |  | LOINC_db
LN | 10251-7 | Heart rate device Vendor serial number | 10251-7 |  | nan |  | LOINC_db
LN | 103115-2 | Cashew nut recombinant (rAna o) 3 IgE Ab [Presence] in Serum by Radioallergosorbent test (RAST) | 103115-2 |  | nan |  | LOINC_db
LN | 103544-3 | Clinical Cardiac Electrophysiology Surgical Operation Note | 103544-3 |  | nan |  | LOINC_db
LN | 104145-8 | Left ventricular Ejection fraction - upper limit by US.2D.A2C+Estimated | 104145-8 |  | % | % | LOINC_db
LN | 104146-6 | Left ventricular Ejection fraction - upper limit by US.2D.A3C+Estimated | 104146-6 |  | % | % | LOINC_db
LN | 104147-4 | Left ventricular Ejection fraction - upper limit by US.3D.A3C+Estimated | 104147-4 |  | % | % | LOINC_db
LN | 104148-2 | Left ventricular Ejection fraction - upper limit by US.3D.A4C+Estimated | 104148-2 |  | % | % | LOINC_db
LN | 104149-0 | Left ventricular Ejection fraction by US.2D.A2C+Calculated by biplane method | 104149-0 |  | % | % | LOINC_db
LN | 104150-8 | Left ventricular Ejection fraction by US.2D.A3C+Calculated by biplane method | 104150-8 |  | % | % | LOINC_db
LN | 104151-6 | Left ventricular Ejection fraction by US.2D.A4C+Calculed by biplane method | 104151-6 |  | % | % | LOINC_db
LN | 104152-4 | Left ventricular Ejection fraction by US.3D.A2C+Calculated by biplane method | 104152-4 |  | % | % | LOINC_db
LN | 104153-2 | Left ventricular Ejection fraction by US.3D.A3C+Calculated by biplane method | 104153-2 |  | % | % | LOINC_db
LN | 104154-0 | Left ventricular Ejection fraction by US.3D.A4C+Calculated by biplane method | 104154-0 |  | % | % | LOINC_db
LN | 104155-7 | Left ventricular Ejection fraction - upper limit by US.3D.A2C+Estimated | 104155-7 |  | % | % | LOINC_db
LN | 104157-3 | Left ventricular Ejection fraction - upper limit by US.2D.A4C+Estimated | 104157-3 |  | % | % | LOINC_db
LN | 104159-9 | Left ventricular Maximum longitudinal strain by US.2D+Calculated by average triplane method | 104159-9 |  | % | % | LOINC_db
LN | 104160-7 | Left ventricular End-systolic volume (by US.2D.A2C+Calculated by biplane area-length method)/Body surface area | 104160-7 |  | mL/m2 | mL/m2 | LOINC_db
LN | 104161-5 | Left ventricular End-systolic volume/Body surface area [Volume/Area] by US.2D.A4C+Calculated by biplane area-length method | 104161-5 |  | mL/m2 | mL/m2 | LOINC_db
LN | 104162-3 | Left ventricular End-systolic volume/Body surface area [Volume/Area] by US.3D.A2C+Calculated by biplane area-length method | 104162-3 |  | mL/m2 | mL/m2 | LOINC_db
LN | 104163-1 | Left ventricular End-systolic volume/Body surface area [Volume/Area] by US.3D.A4C+Calculated by biplane area-length method | 104163-1 |  | mL/m2 | mL/m2 | LOINC_db
LN | 104164-9 | Pulmonary artery Pressure by US.doppler | 104164-9 |  | mm[Hg] |  | LOINC_db
LN | 104165-6 | Aortic valve Orifice area/Body surface area [Area/Area] by US 2D | 104165-6 |  | cm2/m2 |  | LOINC_db
LN | 104210-0 | Diagnostic multisection transesophageal and cardioversion panel Heart | 104210-0 |  | nan |  | LOINC_db
LN | 104211-8 | Heart Multisection transesophageal for congenital disease Document by US --W agitated saline IV | 104211-8 |  | nan |  | LOINC_db
LN | 104243-1 | Left ventricular Ejection fraction - lower limit by US.2D.A3C+Estimated | 104243-1 |  | % | % | LOINC_db
LN | 104244-9 | Left ventricular Ejection fraction - lower limit by US.2D.A4C+Estimated | 104244-9 |  | % | % | LOINC_db
LN | 104245-6 | Left ventricular Ejection fraction - lower limit by US.3D.A2C+Estimated | 104245-6 |  | % | % | LOINC_db
LN | 104246-4 | Left ventricular Ejection fraction - lower limit by US.3D.A3C+Estimated | 104246-4 |  | % | % | LOINC_db
LN | 104247-2 | Left ventricular Ejection fraction - lower limit by US.3D.A4C+Estimated | 104247-2 |  | % | % | LOINC_db
LN | 104251-4 | Left ventricular Ejection fraction by US.2D.A2C+Estimated | 104251-4 |  | % | % | LOINC_db
LN | 104252-2 | Left ventricular Ejection fraction by US.2D.A3C+Estimated | 104252-2 |  | % | % | LOINC_db
LN | 104253-0 | Left ventricular Ejection fraction by US.2D.A4C Estimated | 104253-0 |  | % | % | LOINC_db
LN | 104254-8 | Left ventricular Ejection fraction by US.3D.A2C+Estimated | 104254-8 |  | % | % | LOINC_db
LN | 104255-5 | Left ventricular Ejection fraction by US.3D.A3C+Estimated | 104255-5 |  | % | % | LOINC_db
LN | 104256-3 | Left ventricular Ejection fraction by US.3D.A4C+Estimated | 104256-3 |  | % | % | LOINC_db
LN | 104258-9 | Left ventricular Ejection fraction - lower limit by US.2D.A2C+Estimated | 104258-9 |  | % | % | LOINC_db
LN | 104262-1 | Diagnostic peripheral vascular disease study Heart | 104262-1 |  | nan |  | LOINC_db
LN | 104867-7 | PET+CT Heart metabolic | 104867-7 |  | nan |  | LOINC_db
LN | 104868-5 | PET+CT Heart perfusion W multiple studies at rest+W stress | 104868-5 |  | nan |  | LOINC_db
LN | 104996-4 | Aorta Coarctation.pressure gradient.mean by US | 104996-4 |  | mm[Hg] |  | LOINC_db
LN | 104997-2 | Aorta Coarctation.pressure gradient.corrected by US | 104997-2 |  | mm[Hg] |  | LOINC_db
LN | 104998-0 | Main pulmonary artery Peak pressure gradient by US | 104998-0 |  | mm[Hg] |  | LOINC_db
LN | 104999-8 | Right pulmonary artery Peak pressure gradient by US | 104999-8 |  | mm[Hg] |  | LOINC_db
LN | 105000-4 | Left pulmonary artery Peak pressure gradient by US | 105000-4 |  | mm[Hg] |  | LOINC_db
LN | 105001-2 | Left main coronary artery Diameter by US | 105001-2 |  | mm | mm | LOINC_db
LN | 105002-0 | Anterior descending artery.left Diameter by US | 105002-0 |  | mm | mm | LOINC_db
LN | 105003-8 | Circumflex artery.left Diameter by US | 105003-8 |  | mm | mm | LOINC_db
LN | 105004-6 | Coronary artery.right Diameter by US | 105004-6 |  | mm | mm | LOINC_db
LN | 105005-3 | Patent ductus arteriosis Peak pressure gradient by US | 105005-3 |  | mm[Hg] |  | LOINC_db
LN | 105006-1 | Patent ductus arteriosis Mean pressure gradient by US | 105006-1 |  | mm[Hg] |  | LOINC_db
LN | 105007-9 | Aortic valve Fenestration.pressure gradient.mean by US | 105007-9 |  | mm[Hg] |  | LOINC_db
LN | 105167-1 | MR Heart cine for function WO contrast | 105167-1 |  | nan |  | LOINC_db
LN | 105168-9 | MR Heart cine for function WO and W contrast IV | 105168-9 |  | nan |  | LOINC_db
LN | 105169-7 | MR Heart cine for function W contrast IV | 105169-7 |  | nan |  | LOINC_db
LN | 105170-5 | MRA Heart WO contrast IV | 105170-5 |  | nan |  | LOINC_db
LN | 105171-3 | MRA Heart W contrast IV | 105171-3 |  | nan |  | LOINC_db
LN | 105172-1 | MRA Heart WO and W contrast IV | 105172-1 |  | nan |  | LOINC_db
LN | 105173-9 | MR Heart cine for blood flow velocity mapping WO contrast IV | 105173-9 |  | nan |  | LOINC_db
LN | 105174-7 | MR Heart cine for blood flow velocity mapping WO and W contrast IV | 105174-7 |  | nan |  | LOINC_db
LN | 105224-0 | Mycobacterium sp identified in Pericardial fluid by Organism specific culture | 105224-0 |  | nan |  | LOINC_db
LN | 105668-8 | Nocardia sp DNA [Presence] in Specimen by NAA with probe detection | 105668-8 |  | nan |  | LOINC_db
LN | 105739-7 | Cytomegalovirus DNA [Presence] in Pericardial fluid by NAA with probe detection | 105739-7 |  | nan |  | LOINC_db
LN | 105740-5 | Adenovirus DNA [Presence] in Pericardial fluid by NAA with probe detection | 105740-5 |  | nan |  | LOINC_db
LN | 105741-3 | Epstein Barr virus DNA [Presence] in Pericardial fluid by NAA with probe detection | 105741-3 |  | nan |  | LOINC_db
LN | 105742-1 | Epstein Barr virus DNA [#/volume] (viral load) in Pericardial fluid by NAA with probe detection | 105742-1 |  | {copies}/mL |  | LOINC_db
LN | 105743-9 | Herpes virus 6 DNA [Presence] in Pericardial fluid by NAA with probe detection | 105743-9 |  | nan |  | LOINC_db
LN | 105744-7 | Parvovirus B19 DNA [Presence] in Pericardial fluid by NAA with probe detection | 105744-7 |  | nan |  | LOINC_db
LN | 106637-2 | Was the patient or responsible party asked about preference regarding the use of cardiopulmonary resuscitation during assessment period [CMS Assessment] | 106637-2 |  | nan |  | LOINC_db
LN | 106733-9 | Troponin I.cardiac [Mass/volume] in Serum, Plasma or Blood by Rapid immunoassay | 106733-9 |  | ug/L |  | LOINC_db
LN | 106734-7 | Troponin T.cardiac [Mass/volume] in Serum, Plasma or Blood by Rapid immunoassay | 106734-7 |  | ug/L |  | LOINC_db
LN | 106745-3 | Right ventricular End-diastolic volume fraction by MR | 106745-3 |  | % | % | LOINC_db
LN | 106746-1 | Left ventricular End-diastolic volume by MR | 106746-1 |  | mL | mL | LOINC_db
LN | 106747-9 | Right ventricular End-diastolic volume by MR | 106747-9 |  | mL | mL | LOINC_db
LN | 106748-7 | Left ventricular End-diastolic volume index by MR | 106748-7 |  | % | % | LOINC_db
LN | 106749-5 | Left ventricular End-systolic volume by MR | 106749-5 |  | mL | mL | LOINC_db
LN | 106750-3 | Right ventricular End-systolic volume by MR | 106750-3 |  | mL | mL | LOINC_db
LN | 106751-1 | Left ventricular End-systolic volume index by MR | 106751-1 |  | % | % | LOINC_db
LN | 106752-9 | Right ventricular End-systolic volume index by MR | 106752-9 |  | % | % | LOINC_db
LN | 106753-7 | Right ventricular End-systolic frame [Time] by MR | 106753-7 |  | mm | mm | LOINC_db
LN | 106754-5 | Left ventricular End-systolic frame [Time] by MR | 106754-5 |  | mm | mm | LOINC_db
LN | 106755-2 | Right ventricular End-diastolic frame [Time] by MR | 106755-2 |  | mm | mm | LOINC_db
LN | 106756-0 | Left ventricular End-diastolic frame [Time] by MR | 106756-0 |  | mm | mm | LOINC_db
LN | 106757-8 | Right ventricular Mass index by MR | 106757-8 |  | g/m2 | g/m2 | LOINC_db
LN | 106758-6 | Left ventricular Mass index by MR | 106758-6 |  | g/m2 | g/m2 | LOINC_db
LN | 106759-4 | Right ventricular Mass by MR | 106759-4 |  | g | g | LOINC_db
LN | 106760-2 | Left ventricular Mass by MR | 106760-2 |  | g | g | LOINC_db
LN | 106761-0 | Right ventricular Cardiac output by MR | 106761-0 |  | L/min |  | LOINC_db
LN | 106764-4 | Heart Shunt lesion type by US | 106764-4 |  | nan |  | LOINC_db
LN | 106765-1 | Heart Shunt size by US | 106765-1 |  | nan |  | LOINC_db
LN | 106766-9 | Heart Shunt directionality by US | 106766-9 |  | nan |  | LOINC_db
LN | 106767-7 | Ascending thoracic aorta Diameter by MR | 106767-7 |  | cm;mm |  | LOINC_db
LN | 106770-1 | Aorta root Diameter by MR | 106770-1 |  | cm;mm |  | LOINC_db
LN | 106771-9 | Tricuspid valve Stenosis degree by US | 106771-9 |  | nan |  | LOINC_db
LN | 106772-7 | Left ventricular Ventricular function by US | 106772-7 |  | nan |  | LOINC_db
LN | 106773-5 | Right ventricular Ventricular function by US | 106773-5 |  | nan |  | LOINC_db
LN | 106906-1 | Troponin I.cardiac [Mass/volume] in Serum, Plasma or Blood by High sensitivity method | 106906-1 |  | ng/L |  | LOINC_db
LN | 107291-7 | RF Guidance for insertion of cardiac pacemaker of Heart | 107291-7 |  | nan |  | LOINC_db
LN | 107383-2 | PET+CT Heart Views | 107383-2 |  | nan |  | LOINC_db
LN | 107385-7 | PT Heart Views | 107385-7 |  | nan |  | LOINC_db
LN | 107407-9 | RF Guidance for repositioning pacemaker lead in Heart | 107407-9 |  | nan |  | LOINC_db
LN | 107437-6 | MR Heart and Liver WO and W contrast IV | 107437-6 |  | nan |  | LOINC_db
LN | 107483-0 | Leukocytes [Presence] in Pericardial fluid by Light microscopy | 107483-0 |  | nan |  | LOINC_db
LN | 107484-8 | Epithelial cells [Presence] in Pericardial fluid by Light microscopy | 107484-8 |  | nan |  | LOINC_db
LN | 107485-5 | Yeast [Presence] in Pericardial fluid by Light microscopy | 107485-5 |  | nan |  | LOINC_db
LN | 107547-2 | Comprehensive cardiomyopathy multigene analysis in Blood or Tissue by Molecular genetics method | 107547-2 |  | nan |  | LOINC_db
LN | 107549-8 | Arrhythmogenic cardiomyopathy multigene analysis in Blood or Tissue by Molecular genetics method | 107549-8 |  | nan |  | LOINC_db
LN | 107586-0 | Nocardia and actinomyces sp [Identifier] in Lower respiratory specimen by Organism specific culture | 107586-0 |  | nan |  | LOINC_db
LN | 107587-8 | Nocardia and actinomyces sp [Identifier] in Bronchoalveolar lavage by Organism specific culture | 107587-8 |  | nan |  | LOINC_db
LN | 107592-8 | Microscopic observation [Identifier] in Pericardial fluid by Acid fast stain.Kinyoun modified | 107592-8 |  | nan |  | LOINC_db
LN | 107857-5 | Cashew nut IgG Ab [Units/volume] in Serum or Plasma by Immunoassay | 107857-5 |  | [arb'U]/mL |  | LOINC_db
LN | 112155-7 | Cashew nut IgE Ab [Units/volume] in Serum or Plasma by Immunoassay | 112155-7 |  | [arb'U]/mL |  | LOINC_db
LN | 112897-4 | Nocardia sp identified in Bronchoalveolar lavage by Organism specific culture | 112897-4 |  | nan |  | LOINC_db
LN | 112906-3 | Cashew (Ana o) 2 IgE Ab [Units/volume] in Serum or Plasma by Immunoassay | 112906-3 |  | [arb'U]/mL |  | LOINC_db
LN | 113002-0 | Cashew (Anacardium occidentale) Ana o 3 IgE Ab [Units/volume] in Serum or Plasma by Immunoassay | 113002-0 |  | [arb'U]/mL |  | LOINC_db
LN | 113065-7 | Gram negative bacilli [Presence] in Pericardial fluid by Gram stain | 113065-7 |  | nan |  | LOINC_db
LN | 113066-5 | Gram positive bacilli [Presence] in Pericardial fluid by Gram stain | 113066-5 |  | nan |  | LOINC_db
LN | 113067-3 | Gram negative bacteria [Presence] in Pericardial fluid by Gram stain | 113067-3 |  | nan |  | LOINC_db
LN | 11390-2 | Physical findings of Cardiovascular system Narrative | 11390-2 |  | nan |  | LOINC_db
LN | 11405-8 | Deprecated Physical findings: Find: Pt: Heart: Nar: Observed | 11405-8 |  | nan |  | LOINC_db
LN | 11421-5 | Physical findings of Cardiovascular system | 11421-5 |  | nan |  | LOINC_db
LN | 11436-3 | Deprecated Physical findings: Find: Pt: Heart: Nom: Observed | 11436-3 |  | nan |  | LOINC_db
LN | 114779-2 | Nocardia sp DNA [Presence] in Specimen by Molgen | 114779-2 |  | nan |  | LOINC_db
LN | 115152-1 | Encephalomyocarditis virus RNA [Presence] in Specimen by Molgen | 115152-1 |  | nan |  | LOINC_db
LN | 11522-0 | Deprecated Cardiac echo study | 11522-0 |  | nan |  | LOINC_db
LN | 11524-6 | EKG study | 11524-6 |  | nan |  | LOINC_db
LN | 115545-6 | Cardiothoracic Surgery Progress Note | 115545-6 |  | nan |  | LOINC_db
LN | 115546-4 | Cardiothoracic Surgery Outpatient Progress Note | 115546-4 |  | nan |  | LOINC_db
LN | 115581-1 | Beta 2 glycoprotein 1 and cardiolipin Ab panel - Serum or Plasma by Immunoassay | 115581-1 |  | nan |  | LOINC_db
LN | 11615-2 | Fetal Heart Activity US | 11615-2 |  | nan |  | LOINC_db
LN | 11616-0 | Fetal Heart Narrative Activity US | 11616-0 |  | nan |  | LOINC_db
LN | 11641-8 | Fetal Mitral valve Peak A wave US.doppler | 11641-8 |  | cm/s | cm/s | LOINC_db
LN | 11642-6 | Deprecated Mitral valve Blood flow.diastolic.atrial wave.max by US.doppler | 11642-6 |  | nan |  | LOINC_db
LN | 11643-4 | Fetal Tricuspid valve Peak A wave US.doppler | 11643-4 |  | nan |  | LOINC_db
LN | 11644-2 | Deprecated Tricuspid valve Peak A velocity US.doppler | 11644-2 |  | nan |  | LOINC_db
LN | 11645-9 | Fetal Mitral valve Peak E wave US.doppler | 11645-9 |  | cm/s | cm/s | LOINC_db
LN | 11646-7 | Deprecated Mitral valve Peak E velocity US.doppler | 11646-7 |  | nan |  | LOINC_db
LN | 11647-5 | Fetal Tricuspid valve Peak E wave US.doppler | 11647-5 |  | nan |  | LOINC_db
LN | 11648-3 | Deprecated Tricuspid valve Peak E velocity US.doppler | 11648-3 |  | nan |  | LOINC_db
LN | 11649-1 | Fetal Mitral valve E-wave/A-wave US.doppler | 11649-1 |  | {ratio} |  | LOINC_db
LN | 11650-9 | Deprecated Mitral valve Blood flow.diastolic.early wave/Atrial wave Doppler.measured | 11650-9 |  | nan |  | LOINC_db
LN | 11651-7 | Fetal Tricuspid valve E-wave/A-wave US.doppler | 11651-7 |  | {ratio} |  | LOINC_db
LN | 11652-5 | Deprecated Tricuspid valve Blood flow.diastolic.early wave/Atrial wave Doppler.measured | 11652-5 |  | nan |  | LOINC_db
LN | 11678-0 | Pulmonic valve Mean blood flow velocity by US.doppler | 11678-0 |  | m/s; cm/s |  | LOINC_db
LN | 11679-8 | Fetal Left ventricular outflow tract Mean blood flow velocity US.doppler | 11679-8 |  | cm/s | cm/s | LOINC_db
LN | 11680-6 | Deprecated Left ventricular outflow tract Mean blood flow Doppler.measured | 11680-6 |  | nan |  | LOINC_db
LN | 11681-4 | Fetal Right ventricular outflow tract Mean blood flow velocity US.doppler | 11681-4 |  | cm/s | cm/s | LOINC_db
LN | 11682-2 | Deprecated Right ventricular outflow tract Mean blood flow Doppler.measured | 11682-2 |  | nan |  | LOINC_db
LN | 11705-1 | Fetal Aortic valve Peak systolic flow velocity US.doppler | 11705-1 |  | cm/s | cm/s | LOINC_db
LN | 11706-9 | Aortic valve Peak systolic flow by US.doppler | 11706-9 |  | m/s; cm/s |  | LOINC_db
LN | 11707-7 | Fetal Mitral valve Peak systolic flow velocity US.doppler | 11707-7 |  | cm/s | cm/s | LOINC_db
LN | 11708-5 | Mitral valve Peak systolic flow velocity by US.doppler | 11708-5 |  | m/s; cm/s |  | LOINC_db
LN | 11710-1 | Pulmonic valve Peak systolic flow velocity by US.doppler | 11710-1 |  | m/s; cm/s |  | LOINC_db
LN | 11711-9 | Fetal Tricuspid valve Peak systolic flow velocity US.doppler | 11711-9 |  | cm/s | cm/s | LOINC_db
LN | 11712-7 | Tricuspid valve Peak systolic flow velocity by US.doppler | 11712-7 |  | m/s; cm/s |  | LOINC_db
LN | 11713-5 | Fetal Left ventricular outflow tract Peak systolic flow velocity US.doppler | 11713-5 |  | cm/s | cm/s | LOINC_db
LN | 11714-3 | Deprecated Left ventricular outflow tract Peak systolic flow Doppler.measured | 11714-3 |  | nan |  | LOINC_db
LN | 11715-0 | Fetal Right ventricular outflow tract Peak systolic flow velocity US.doppler | 11715-0 |  | cm/s | cm/s | LOINC_db
LN | 11716-8 | Deprecated Right ventricular outflow tract Peak systolic flow Doppler.measured | 11716-8 |  | nan |  | LOINC_db
LN | 11794-5 | Fetal Aortic valve Diameter US | 11794-5 |  | cm | cm | LOINC_db
LN | 11795-2 | Aortic valve Diameter by US | 11795-2 |  | cm | cm | LOINC_db
LN | 11796-0 | Fetal Mitral valve Diameter US | 11796-0 |  | mm | mm | LOINC_db
LN | 11797-8 | Deprecated Mitral valve Diameter by US | 11797-8 |  | nan |  | LOINC_db
LN | 11799-4 | Pulmonic valve Diameter by US | 11799-4 |  | mm | mm | LOINC_db
LN | 11800-0 | Fetal Tricuspid valve Diameter US | 11800-0 |  | mm | mm | LOINC_db
LN | 11801-8 | Tricuspid valve Diameter by US | 11801-8 |  | cm | cm | LOINC_db
LN | 11802-6 | Fetal Left ventricular outflow tract Diameter US.doppler | 11802-6 |  | mm | mm | LOINC_db
LN | 11803-4 | Left ventricular outflow tract Diameter US.doppler | 11803-4 |  | mm | mm | LOINC_db
LN | 11804-2 | Fetal Right ventricular outflow tract Diameter US | 11804-2 |  | mm | mm | LOINC_db
LN | 11805-9 | Right ventricular outflow tract Diameter US | 11805-9 |  | cm | cm | LOINC_db
LN | 12009-7 | Fetal Heart R-R duration US | 12009-7 |  | s | s | LOINC_db
LN | 12024-6 | Left ventricle [Length] Minor axis.diastole US.M-mode+Measured | 12024-6 |  | mm | mm | LOINC_db
LN | 12025-3 | Left ventricle [Length] Minor axis.diastole Measured by real time two dimension US | 12025-3 |  | mm | mm | LOINC_db
LN | 12026-1 | Left ventricle [Length] Short axis during systole US.M-mode+Measured | 12026-1 |  | mm | mm | LOINC_db
LN | 12027-9 | Left ventricle [Length] Minor axis during systole Measured by real time two dimension US | 12027-9 |  | mm | mm | LOINC_db
LN | 12071-7 | Fetal Aortic valve Study observation US | 12071-7 |  | nan |  | LOINC_db
LN | 12072-5 | Fetal Aortic valve Narrative Study observation US | 12072-5 |  | nan |  | LOINC_db
LN | 12073-3 | Fetal Atrium Study observation US | 12073-3 |  | nan |  | LOINC_db
LN | 12074-1 | Fetal Atrium Narrative Study observation US | 12074-1 |  | nan |  | LOINC_db
LN | 12075-8 | Fetal Heart chambers Study observation US | 12075-8 |  | nan |  | LOINC_db
LN | 12076-6 | Fetal Heart chambers Narrative Study observation US | 12076-6 |  | nan |  | LOINC_db
LN | 12077-4 | Fetal Heart great vessels Study observation US | 12077-4 |  | nan |  | LOINC_db
LN | 12078-2 | Fetal Heart great vessels Narrative Study observation US | 12078-2 |  | nan |  | LOINC_db
LN | 12079-0 | Fetal Interventricular septum Study observation US | 12079-0 |  | nan |  | LOINC_db
LN | 12080-8 | Fetal Interventricular septum Narrative Study observation US | 12080-8 |  | nan |  | LOINC_db
LN | 12081-6 | Fetal Mitral valve Study observation US | 12081-6 |  | nan |  | LOINC_db
LN | 12082-4 | Fetal Mitral valve Narrative Study observation US | 12082-4 |  | nan |  | LOINC_db
LN | 12084-0 | Fetal Tricuspid valve Study observation US | 12084-0 |  | nan |  | LOINC_db
LN | 12085-7 | Fetal Tricuspid valve Narrative Study observation US | 12085-7 |  | nan |  | LOINC_db
LN | 12086-5 | Fetal Heart valves Study observation US | 12086-5 |  | nan |  | LOINC_db
LN | 12087-3 | Fetal Heart valves Narrative Study observation US | 12087-3 |  | nan |  | LOINC_db
LN | 12088-1 | Fetal Left ventricular outflow tract Study observation US | 12088-1 |  | nan |  | LOINC_db
LN | 12089-9 | Fetal Left ventricular outflow tract Narrative Study observation US | 12089-9 |  | nan |  | LOINC_db
LN | 12090-7 | Fetal Right ventricular outflow tract Study observation US | 12090-7 |  | nan |  | LOINC_db
LN | 12091-5 | Fetal Right ventricular outflow tract Narrative Study observation US | 12091-5 |  | nan |  | LOINC_db
LN | 12148-3 | Fetal Interventricular septum Thickness diastolic US.M-mode+Measured | 12148-3 |  | mm | mm | LOINC_db
LN | 12149-1 | Fetal Interventricular septum Thickness diastolic Measured by real time two dimension US | 12149-1 |  | mm | mm | LOINC_db
LN | 12150-9 | Fetal Left ventricular posterior wall Thickness diastolic US.M-mode+Measured | 12150-9 |  | mm | mm | LOINC_db
LN | 12151-7 | Fetal Left ventricular posterior wall Thickness diastolic Measured by real time two dimension US | 12151-7 |  | mm | mm | LOINC_db
LN | 12152-5 | Fetal Interventricular septum Thickness.systolic US.M-mode+Measured | 12152-5 |  | mm | mm | LOINC_db
LN | 12153-3 | Fetal Interventricular septum Thickness.systolic Measured by real time two dimension US | 12153-3 |  | mm | mm | LOINC_db
LN | 12154-1 | Fetal Left ventricular posterior wall Thickness.systolic US.M-mode+Measured | 12154-1 |  | mm | mm | LOINC_db
LN | 12155-8 | Fetal Left ventricular posterior wall Thickness.systolic Measured by real time two dimension US | 12155-8 |  | mm | mm | LOINC_db
LN | 14226-5 | Nocardia sp identified in Isolate by Organism specific culture | 14226-5 |  | nan |  | LOINC_db
LN | 14713-2 | Erythrocytes [#/volume] in Pericardial fluid by Manual count | 14713-2 |  | /uL |  | LOINC_db
LN | 14811-4 | Leukocytes [#/volume] in Pericardial fluid by Manual count | 14811-4 |  | /uL |  | LOINC_db
LN | 14818-9 | Lymphocytes/Leukocytes in Pericardial fluid by Manual count | 14818-9 |  | % | % | LOINC_db
LN | 14828-8 | Mesothelial cells/Leukocytes in Pericardial fluid by Manual count | 14828-8 |  | % | % | LOINC_db
LN | 14847-8 | Neutrophils/Leukocytes in Pericardial fluid by Manual count | 14847-8 |  | % | % | LOINC_db
LN | 14857-7 | Leukocytes other/Leukocytes in Pericardial fluid by Manual count | 14857-7 |  | % | % | LOINC_db
LN | 15252-0 | Food Allergen Mix 22 (Cashew+Pecan or Hickory nut+Walnut+Pistachio) IgE Ab [Presence] in Serum by Multidisk | 15252-0 |  | nan |  | LOINC_db
LN | 17977-0 | Left atrial Area by US.2D.A4C | 17977-0 |  | cm2 | cm2 | LOINC_db
LN | 17978-8 | Mitral valve Peak A wave by US.doppler | 17978-8 |  | nan |  | LOINC_db
LN | 17979-6 | Anterior mitral valve leaflet A-C interval by US.M-mode | 17979-6 |  | ms | ms | LOINC_db
LN | 17980-4 | Anterior mitral valve leaflet A-C slope [Velocity] by US.M-mode | 17980-4 |  | nan |  | LOINC_db
LN | 17981-2 | Aortic valve Acceleration by US.doppler | 17981-2 |  | ms | ms | LOINC_db
LN | 17982-0 | Pulmonic valve Acceleration by US.doppler | 17982-0 |  | ms | ms | LOINC_db
LN | 17983-8 | Tricuspid valve Acceleration by US.doppler | 17983-8 |  | ms | ms | LOINC_db
LN | 17984-6 | Aortic valve area method | 17984-6 |  | nan |  | LOINC_db
LN | 17985-3 | Left atrial AP dimension.left atrium/AP dimension.aorta root by US | 17985-3 |  | {ratio} |  | LOINC_db
LN | 17986-1 | Left ventricular Maximum Apical 2 chamber.diastole [Volume] by US 2D modified | 17986-1 |  | mL | mL | LOINC_db
LN | 17987-9 | Left ventricular Apical 2 chamber.systole.minimum [Volume] by US 2D modified | 17987-9 |  | mL | mL | LOINC_db
LN | 17988-7 | Right atrial Apical 4 chamber [Area] by US 2D | 17988-7 |  | cm2 | cm2 | LOINC_db
LN | 17989-5 | Left ventricular Maximum Apical 4 chamber.diastole [Volume] by US 2D modified | 17989-5 |  | mL | mL | LOINC_db
LN | 17990-3 | Left ventricular Apical 4 chamber.systole.minimum [Volume] by US 2D modified | 17990-3 |  | mL | mL | LOINC_db
LN | 17991-1 | Left ventricular Cardiac echo volume method | 17991-1 |  | nan |  | LOINC_db
LN | 17992-9 | Aorta root Cardiac output by US.doppler | 17992-9 |  | L/min |  | LOINC_db
LN | 17993-7 | Mitral valve Cardiac output by US.doppler | 17993-7 |  | L/min |  | LOINC_db
LN | 17994-5 | Pulmonary artery Cardiac output by US | 17994-5 |  | L/min |  | LOINC_db
LN | 17995-2 | Aorta Maximum coarctation pressure gradient by US.doppler | 17995-2 |  | mm[Hg] |  | LOINC_db
LN | 17996-0 | Aortic valve Maximum cusp separation [Length] by US | 17996-0 |  | mm | mm | LOINC_db
LN | 17997-8 | Anterior mitral valve leaflet D-E excursion [Length] by US.M-mode | 17997-8 |  | mm | mm | LOINC_db
LN | 17998-6 | Aortic valve Regurgitant jet deceleration [Time] by US.doppler | 17998-6 |  | ms | ms | LOINC_db
LN | 17999-4 | Mitral valve Deceleration [Time] by US.doppler | 17999-4 |  | ms | ms | LOINC_db
LN | 18000-0 | Tricuspid valve Deceleration [Time] by US.doppler | 18000-0 |  | ms | ms | LOINC_db
LN | 18001-8 | Mitral valve Deceleration.pressure.half time by US.doppler | 18001-8 |  | ms | ms | LOINC_db
LN | 18002-6 | Mitral valve Deceleration slope [Acceleration] by US.doppler | 18002-6 |  | nan |  | LOINC_db
LN | 18003-4 | Aortic valve Regurgitant deceleration time slope by US.doppler | 18003-4 |  | nan |  | LOINC_db
LN | 18004-2 | Atrial septum Defect diameter by US | 18004-2 |  | mm | mm | LOINC_db
LN | 18005-9 | Ventricular septal Defect diameter by US | 18005-9 |  | mm | mm | LOINC_db
LN | 18006-7 | Inferior vena cava Diameter by US | 18006-7 |  | cm | cm | LOINC_db
LN | 18007-5 | Superior vena cava Diameter by US | 18007-5 |  | cm | cm | LOINC_db
LN | 18008-3 | Ventricular septal Defect.pressure gradient.systole.maximum by US.doppler | 18008-3 |  | mm[Hg] |  | LOINC_db
LN | 18009-1 | Ventricular septal Defect.pressure gradient.systole.mean by US.doppler | 18009-1 |  | mm[Hg] |  | LOINC_db
LN | 18010-9 | Aorta Diameter by US | 18010-9 |  | cm | cm | LOINC_db
LN | 18011-7 | Aorta arch and Neck Diameter by US | 18011-7 |  | cm | cm | LOINC_db
LN | 18012-5 | Ascending thoracic aorta Diameter by US | 18012-5 |  | cm | cm | LOINC_db
LN | 18013-3 | Descending thoracic aorta Diameter by US | 18013-3 |  | cm | cm | LOINC_db
LN | 18014-1 | Aorta isthmus Diameter by US | 18014-1 |  | cm | cm | LOINC_db
LN | 18015-8 | Aorta root annulo-aortic junction Diameter by US | 18015-8 |  | cm | cm | LOINC_db
LN | 18016-6 | Aortic valve annulus Diameter by US | 18016-6 |  | cm | cm | LOINC_db
LN | 18017-4 | Mitral valve annulus Diameter by US | 18017-4 |  | cm | cm | LOINC_db
LN | 18018-2 | Left ventricular outflow tract Diameter by US | 18018-2 |  | cm | cm | LOINC_db
LN | 18019-0 | Left pulmonary artery Diameter by US | 18019-0 |  | cm | cm | LOINC_db
LN | 18020-8 | Main pulmonary artery Diameter by US | 18020-8 |  | cm | cm | LOINC_db
LN | 18021-6 | Right pulmonary artery Diameter by US | 18021-6 |  | cm | cm | LOINC_db
LN | 18022-4 | Pulmonic valve annulus Diameter by US | 18022-4 |  | cm | cm | LOINC_db
LN | 18023-2 | Tricuspid valve annulus Diameter by US | 18023-2 |  | cm | cm | LOINC_db
LN | 18024-0 | Left atrial Diameter anterior-posterior systole by US.M-mode | 18024-0 |  | mm | mm | LOINC_db
LN | 18025-7 | Heart Diameter anterior-posterior systole/Aortic root diameter by US | 18025-7 |  | {ratio} |  | LOINC_db
LN | 18026-5 | Left ventricular End-diastolic volume by US | 18026-5 |  | mL | mL | LOINC_db
LN | 18027-3 | Left ventricular End-diastolic volume by US.2D+Calculated by single-plane ellipse method | 18027-3 |  | mL | mL | LOINC_db
LN | 18028-1 | Left ventricular End-diastolic volume by US.2D+Calculated by biplane ellipse method | 18028-1 |  | mL | mL | LOINC_db
LN | 18029-9 | Left ventricular End-diastolic volume by US 2D modified | 18029-9 |  | mL | mL | LOINC_db
LN | 18030-7 | Tricuspid valve Peak A wave by US.doppler | 18030-7 |  | nan |  | LOINC_db
LN | 18031-5 | Tricuspid valve Peak E wave by US.doppler | 18031-5 |  | nan |  | LOINC_db
LN | 18032-3 | Tricuspid valve Pressure half time during diastole by US.doppler | 18032-3 |  | ms | ms | LOINC_db
LN | 18033-1 | Left ventricular Diastole-systole [Volume] by US | 18033-1 |  | mL | mL | LOINC_db
LN | 18034-9 | Tricuspid valve regurgitant jet dP/dT (1 M/S to 3 M/S).systole [Pressure rate] by US.doppler | 18034-9 |  | {ratio} |  | LOINC_db
LN | 18035-6 | Mitral valve regurgitant jet dP/dT (1M/S to 3 M/S) [Pressure rate] by US.doppler continuous wave | 18035-6 |  | {ratio} |  | LOINC_db
LN | 18036-4 | Anterior mitral valve leaflet E point to septal separation [Time] by US.M-mode | 18036-4 |  | mm | mm | LOINC_db
LN | 18037-2 | Mitral valve Peak E wave by US.doppler | 18037-2 |  | nan |  | LOINC_db
LN | 18038-0 | Mitral valve Peak E wave/Peak A wave by US.doppler | 18038-0 |  | {index};{ratio} |  | LOINC_db
LN | 18039-8 | Tricuspid valve Peak E wave/Peak A wave by US.doppler | 18039-8 |  | {index};{ratio} |  | LOINC_db
LN | 18040-6 | Anterior mitral valve leaflet E-F slope [Velocity] by US.M-mode | 18040-6 |  | nan |  | LOINC_db
LN | 18041-4 | Aortic valve Ejection time by US.doppler | 18041-4 |  | ms | ms | LOINC_db
LN | 18042-2 | Pulmonic valve Ejection time by US.doppler | 18042-2 |  | ms | ms | LOINC_db
LN | 18043-0 | Left ventricular Ejection fraction by US | 18043-0 |  | % | % | LOINC_db
LN | 18044-8 | Left ventricular Ejection fraction by US.2D+Calculated by single-plane ellipse method | 18044-8 |  | % | % | LOINC_db
LN | 18045-5 | Left ventricular Ejection fraction by US.2D+Calculated by biplane ellipse method | 18045-5 |  | % | % | LOINC_db
LN | 18046-3 | Left ventricular Ejection fraction by US 2D modified | 18046-3 |  | % | % | LOINC_db
LN | 18047-1 | Left ventricular Ejection fraction by US 2D modified biplane | 18047-1 |  | % | % | LOINC_db
LN | 18048-9 | Left ventricular Ejection fraction by US 2D modified single-plane | 18048-9 |  | % | % | LOINC_db
LN | 18049-7 | Left ventricular Ejection fraction by US.M-mode+Calculated by Teichholz method | 18049-7 |  | % | % | LOINC_db
LN | 18050-5 | Inferior vena cava Fractional collapse by US --inspiration | 18050-5 |  | % | % | LOINC_db
LN | 18051-3 | Left ventricular Fractional shortening minor axis by US | 18051-3 |  | % | % | LOINC_db
LN | 18052-1 | Right ventricular anterior wall Fractional thickening freewall by US | 18052-1 |  | % | % | LOINC_db
LN | 18053-9 | Left ventricular posterior wall Thickening.fractional change by US | 18053-9 |  | nan |  | LOINC_db
LN | 18054-7 | Interventricular septum Fractional thickness; fractional change by US 2D | 18054-7 |  | % | % | LOINC_db
LN | 18055-4 | Tricuspid valve Maximum pressure gradient during diastole by US.doppler | 18055-4 |  | mm[Hg] |  | LOINC_db
LN | 18056-2 | Tricuspid valve Mean pressure gradient dur diastole by US.doppler | 18056-2 |  | mm[Hg] |  | LOINC_db
LN | 18057-0 | Mitral valve Peak pressure gradient by US.doppler | 18057-0 |  | mm[Hg] |  | LOINC_db
LN | 18058-8 | Pulmonic valve Peak pressure gradient by US.doppler | 18058-8 |  | mm[Hg] |  | LOINC_db
LN | 18059-6 | Mitral valve Mean pressure gradient by US.doppler | 18059-6 |  | mm[Hg] |  | LOINC_db
LN | 18060-4 | Pulmonic valve Mean pressure gradient by US.doppler | 18060-4 |  | mm[Hg] |  | LOINC_db
LN | 18061-2 | Aortic valve Maximum pressure gradient dur systole by US.doppler derived full Bernoulli | 18061-2 |  | mm[Hg] |  | LOINC_db
LN | 18062-0 | Aortic valve Maximum pressure gradient dur systole by US.doppler+Calculated by simplified Bernoulli | 18062-0 |  | mm[Hg] |  | LOINC_db
LN | 18063-8 | Deprecated Aortic valve Mean systole gradient [Pressure] by US.doppler+Calculated by simplified Bernoulli | 18063-8 |  | mm[Hg] |  | LOINC_db
LN | 18064-6 | Left ventricular outflow tract Maximum pressure gradient dur systole by US.doppler | 18064-6 |  | mm[Hg] |  | LOINC_db
LN | 18065-3 | Tricuspid valve Maximum regurgitant pressure gradient dur systole by US.doppler | 18065-3 |  | mm[Hg] |  | LOINC_db
LN | 18066-1 | Aortic valve Mean systole pressure gradient by US.doppler derived full Bernoulli | 18066-1 |  | mm[Hg] |  | LOINC_db
LN | 18067-9 | Cardiac echo imaging device Image quality by US | 18067-9 |  | nan |  | LOINC_db
LN | 18068-7 | Left ventricular Pre ejection time by US | 18068-7 |  | ms | ms | LOINC_db
LN | 18069-5 | Right atrial Intrachamber mean systole pressure by Estimated from jugular venous distention | 18069-5 |  | mm[Hg] |  | LOINC_db
LN | 18070-3 | Right atrial Intrachamber mean systole pressure by US | 18070-3 |  | mm[Hg] |  | LOINC_db
LN | 18071-1 | Left ventricular Isovolumic relaxation time by US.doppler | 18071-1 |  | ms | ms | LOINC_db
LN | 18072-9 | Left ventricular Major axis diastole [Length] by US.2D.A2C | 18072-9 |  | cm | cm | LOINC_db
LN | 18073-7 | Left ventricular Major axis during systole [Length] by US.2D.A2C | 18073-7 |  | cm | cm | LOINC_db
LN | 18074-5 | Left ventricular Major axis diastole [Length] by US.2D.A4C | 18074-5 |  | cm | cm | LOINC_db
LN | 18075-2 | Left ventricular Major axis during systole [Length] by US.2D.A4C | 18075-2 |  | cm | cm | LOINC_db
LN | 18076-0 | Left ventricular Major axis apical systole [Length] by US 2D | 18076-0 |  | cm | cm | LOINC_db
LN | 18077-8 | Left ventricular Major axis apical diastole [Length] by US 2D | 18077-8 |  | cm | cm | LOINC_db
LN | 18078-6 | Right ventricular Major axis diastole maximum [Length] by US 2D | 18078-6 |  | cm | cm | LOINC_db
LN | 18079-4 | Right ventricular Minimum major axis during systole [Length] by US 2D | 18079-4 |  | cm | cm | LOINC_db
LN | 18080-2 | Right ventricular outflow tract Maximum blood flow velocity during systole by US.doppler | 18080-2 |  | m/s; cm/s |  | LOINC_db
LN | 18081-0 | Left ventricular Minor axis at end diastole [Length] by US.2D.A4C | 18081-0 |  | cm | cm | LOINC_db
LN | 18082-8 | Left ventricular Minor axis at end systole.apical 4 chamber [Length] by US.M-mode | 18082-8 |  | cm | cm | LOINC_db
LN | 18083-6 | Left ventricular Internal diameter minor axis diastole by US 2D | 18083-6 |  | cm | cm | LOINC_db
LN | 18084-4 | Right ventricular Minor axis at end diastole [Length] by US 2D | 18084-4 |  | cm | cm | LOINC_db
LN | 18085-1 | Left ventricular Internal diameter minor axis systole by US 2D | 18085-1 |  | cm | cm | LOINC_db
LN | 18086-9 | Right ventricular Minor axis at end systole [Length] by US 2D | 18086-9 |  | cm | cm | LOINC_db
LN | 18087-7 | Left ventricular Myocardial mass by US | 18087-7 |  | g | g | LOINC_db
LN | 18088-5 | Left ventricular Myocardial mass by US.M-mode | 18088-5 |  | g | g | LOINC_db
LN | 18089-3 | Aortic valve Orifice area by US | 18089-3 |  | cm2 | cm2 | LOINC_db
LN | 18090-1 | Aortic valve Orifice area by US.continuity | 18090-1 |  | cm2 | cm2 | LOINC_db
LN | 18091-9 | Aortic valve Orifice area by US.continuity.VTI+Area | 18091-9 |  | nan |  | LOINC_db
LN | 18092-7 | Aortic valve Orifice area by US.continuity.VTI+Diameter | 18092-7 |  | nan |  | LOINC_db
LN | 18093-5 | Aortic valve Orifice area by US.continuity.Vmax+Area | 18093-5 |  | nan |  | LOINC_db
LN | 18094-3 | Aortic valve Orifice area by US.continuity.Vmax+Diameter | 18094-3 |  | nan |  | LOINC_db
LN | 18095-0 | Main pulmonary artery Crossection [Area] by US | 18095-0 |  | cm2 | cm2 | LOINC_db
LN | 18096-8 | Pulmonic valve Orifice area by US.continuity | 18096-8 |  | cm2 | cm2 | LOINC_db
LN | 18097-6 | Mitral valve Minimum orifice area by US.doppler pressure half time | 18097-6 |  | nan |  | LOINC_db
LN | 18098-4 | Mitral valve Minimum orifice area minor axis by US 2D | 18098-4 |  | cm2 | cm2 | LOINC_db
LN | 18099-2 | Left ventricular Plane.diastole [Area] by US.2D.A2C | 18099-2 |  | cm2 | cm2 | LOINC_db
LN | 18100-8 | Left ventricular Plane.systole [Area] by US.2D.A2C | 18100-8 |  | cm2 | cm2 | LOINC_db
LN | 18101-6 | Left ventricular Plane.diastole [Area] by US.2D.A4C | 18101-6 |  | cm2 | cm2 | LOINC_db
LN | 18102-4 | Left ventricular Plane.systole [Area] by US.2D.A4C | 18102-4 |  | cm2 | cm2 | LOINC_db
LN | 18103-2 | Left ventricular outflow tract Planimetry parasternal short axis [Area] by US 2D | 18103-2 |  | cm2 | cm2 | LOINC_db
LN | 18104-0 | Aortic valve Pressure half time by US.doppler | 18104-0 |  | ms | ms | LOINC_db
LN | 18105-7 | Aortic valve Regurgitant blood flow pressure half-time by US.doppler | 18105-7 |  | ms | ms | LOINC_db
LN | 18106-5 | Cardiac echo study Procedure | 18106-5 |  | nan |  | LOINC_db
LN | 18107-3 | Cardiac echo study Procedure stress method | 18107-3 |  | nan |  | LOINC_db
LN | 18108-1 | Aortic valve Prosthetic valve type by US | 18108-1 |  | nan |  | LOINC_db
LN | 18109-9 | Mitral valve Prosthetic valve type by US | 18109-9 |  | nan |  | LOINC_db
LN | 18110-7 | Pulmonic valve Prosthetic valve type by US | 18110-7 |  | nan |  | LOINC_db
LN | 18111-5 | Tricuspid valve Prosthetic valve type by US | 18111-5 |  | nan |  | LOINC_db
LN | 18112-3 | Aortic valve Regurgitation degree by US.doppler | 18112-3 |  | nan |  | LOINC_db
LN | 18113-1 | Mitral valve Regurgitation degree by US.doppler | 18113-1 |  | nan |  | LOINC_db
LN | 18114-9 | Pulmonic valve Regurgitation degree by US.doppler | 18114-9 |  | nan |  | LOINC_db
LN | 18115-6 | Tricuspid valve Regurgitation degree by US.doppler | 18115-6 |  | nan |  | LOINC_db
LN | 18116-4 | Left ventricular Segmental wall appearance by US | 18116-4 |  | nan |  | LOINC_db
LN | 18117-2 | Left ventricular Segmental wall motion by US | 18117-2 |  | nan |  | LOINC_db
LN | 18118-0 | Left ventricular Segmental wall motion Narrative by US | 18118-0 |  | nan |  | LOINC_db
LN | 18119-8 | Left ventricular apical anterior Segmental wall motion by US | 18119-8 |  | nan |  | LOINC_db
LN | 18120-6 | Left ventricular apical septum Segmental wall motion by US | 18120-6 |  | nan |  | LOINC_db
LN | 18121-4 | Left ventricular basal anterior Segmental wall motion by US | 18121-4 |  | nan |  | LOINC_db
LN | 18122-2 | Left ventricular basal anterior septum Segmental wall motion by US | 18122-2 |  | nan |  | LOINC_db
LN | 18123-0 | Left ventricular basal inferior Segmental wall motion by US | 18123-0 |  | nan |  | LOINC_db
LN | 18124-8 | Left ventricular basal lateral Segmental wall motion by US | 18124-8 |  | nan |  | LOINC_db
LN | 18125-5 | Left ventricular basal posterior Segmental wall motion by US | 18125-5 |  | nan |  | LOINC_db
LN | 18126-3 | Left ventricular basal septum Segmental wall motion by US | 18126-3 |  | nan |  | LOINC_db
LN | 18127-1 | Left ventricular inferior apical Segmental wall motion by US | 18127-1 |  | nan |  | LOINC_db
LN | 18128-9 | Left ventricular lateral apical Segmental wall motion by US | 18128-9 |  | nan |  | LOINC_db
LN | 18129-7 | Left ventricular mid anterior Segmental wall motion by US | 18129-7 |  | nan |  | LOINC_db
LN | 18130-5 | Left ventricular mid anterior septum Segmental wall motion by US | 18130-5 |  | nan |  | LOINC_db
LN | 18131-3 | Left ventricular mid inferior Segmental wall motion by US | 18131-3 |  | nan |  | LOINC_db
LN | 18132-1 | Left ventricular mid lateral Segmental wall motion by US | 18132-1 |  | nan |  | LOINC_db
LN | 18133-9 | Left ventricular mid posterior Segmental wall motion by US | 18133-9 |  | nan |  | LOINC_db
LN | 18134-7 | Left ventricular mid septum Segmental wall motion by US | 18134-7 |  | nan |  | LOINC_db
LN | 18135-4 | Left ventricular Minor axis.mitral level.diastole [Area] by US 2D | 18135-4 |  | cm2 | cm2 | LOINC_db
LN | 18136-2 | Left ventricular Minor axis.mitral level.systole [Area] by US 2D | 18136-2 |  | cm2 | cm2 | LOINC_db
LN | 18137-0 | Left ventricular Minor axis.papillary level.diastole [Area] by US 2D | 18137-0 |  | cm2 | cm2 | LOINC_db
LN | 18138-8 | Left ventricular Minor axis.papillary level.systole [Area] by US 2D | 18138-8 |  | cm2 | cm2 | LOINC_db
LN | 18139-6 | Stress study Stage by US | 18139-6 |  | nan |  | LOINC_db
LN | 18140-4 | Central cardiovascular Study observation by US | 18140-4 |  | nan |  | LOINC_db
LN | 18141-2 | Central cardiovascular Study observation Narrative by US | 18141-2 |  | nan |  | LOINC_db
LN | 18142-0 | Heart chambers Study observation by US | 18142-0 |  | nan |  | LOINC_db
LN | 18143-8 | Heart chambers Study observation Narrative by US | 18143-8 |  | nan |  | LOINC_db
LN | 18144-6 | Heart valves Study observation Narrative by US | 18144-6 |  | nan |  | LOINC_db
LN | 18145-3 | Heart valves Study observation by US | 18145-3 |  | nan |  | LOINC_db
LN | 18146-1 | Central cardiovascular Overall Study observation Narrative by US | 18146-1 |  | nan |  | LOINC_db
LN | 18147-9 | Central cardiovascular Overall Study observation by US | 18147-9 |  | nan |  | LOINC_db
LN | 18148-7 | Left ventricular End-systolic volume by US | 18148-7 |  | nan |  | LOINC_db
LN | 18149-5 | Left ventricular End-systolic volume by US.2D+Calculated by single-plane ellipse method | 18149-5 |  | mL | mL | LOINC_db
LN | 18150-3 | Left ventricular End-systolic volume by US.2D+Calculated by biplane ellipse method | 18150-3 |  | nan |  | LOINC_db
LN | 18151-1 | Left ventricular End-systolic volume by US 2D modified | 18151-1 |  | mL | mL | LOINC_db
LN | 18152-9 | Left ventricular posterior wall Thickness during diastole by US | 18152-9 |  | cm | cm | LOINC_db
LN | 18153-7 | Right ventricular anterior wall Thickness during diastole by US | 18153-7 |  | mm | mm | LOINC_db
LN | 18154-5 | Interventricular septum Thickness during diastole by US | 18154-5 |  | mm | mm | LOINC_db
LN | 18155-2 | Left ventricular Thickness septal wall/Thickness posterior wall by US | 18155-2 |  | {ratio} |  | LOINC_db
LN | 18156-0 | Left ventricular posterior wall Thickness during systole by US | 18156-0 |  | mm | mm | LOINC_db
LN | 18157-8 | Right ventricular anterior wall Thickness during systole by US | 18157-8 |  | mm | mm | LOINC_db
LN | 18158-6 | Interventricular septum Thickness during systole by US | 18158-6 |  | mm | mm | LOINC_db
LN | 18159-4 | Cardiac echo study Transducer site | 18159-4 |  | nan |  | LOINC_db
LN | 18160-2 | Cardiac echo imaging device Class | 18160-2 |  | nan |  | LOINC_db
LN | 18161-0 | Tricuspid valve Maximum blood flow velocity by US.doppler | 18161-0 |  | m/s; cm/s |  | LOINC_db
LN | 18162-8 | Pulmonic valve Maximum blood flow velocity by US.doppler | 18162-8 |  | m/s; cm/s |  | LOINC_db
LN | 18163-6 | Aorta root Maximum blood flow velocity during systole by US.doppler | 18163-6 |  | m/s; cm/s |  | LOINC_db
LN | 18164-4 | Deprecated Left ventricular outflow tract Peak systolic flow velocity by US.doppler | 18164-4 |  | m/s; cm/s |  | LOINC_db
LN | 18165-1 | Pulmonic valve Maximum regurgitant blood flow velocity during diastole by US.doppler | 18165-1 |  | nan |  | LOINC_db
LN | 18166-9 | Tricuspid valve Maximum regurgitant blood flow velocity during systole by US.doppler | 18166-9 |  | nan |  | LOINC_db
LN | 18167-7 | Aorta root Mean flow velocity during systole by US.doppler | 18167-7 |  | m/s; cm/s |  | LOINC_db
LN | 18168-5 | Aorta root Blood velocity-time integral by US.doppler | 18168-5 |  | cm | cm | LOINC_db
LN | 18169-3 | Aortic valve Blood velocity-time integral by US.doppler | 18169-3 |  | cm | cm | LOINC_db
LN | 18170-1 | Left ventricular outflow tract Blood velocity-time integral by US.doppler | 18170-1 |  | cm | cm | LOINC_db
LN | 18171-9 | Right ventricular outflow tract Blood velocity-time integral by US.doppler | 18171-9 |  | cm | cm | LOINC_db
LN | 18172-7 | Mitral valve Blood velocity-time integral by US.doppler | 18172-7 |  | cm | cm | LOINC_db
LN | 18173-5 | Pulmonary artery Blood velocity-time integral by US.doppler | 18173-5 |  | cm | cm | LOINC_db
LN | 18174-3 | Pulmonic valve Blood velocity-time integral by US.doppler | 18174-3 |  | cm | cm | LOINC_db
LN | 18175-0 | Tricuspid valve Velocity-time integral during diastole by US.doppler | 18175-0 |  | cm | cm | LOINC_db
LN | 18176-8 | Cardiac echo imaging device Vendor model number | 18176-8 |  | nan |  | LOINC_db
LN | 18177-6 | Cardiac echo imaging device Vendor serial number | 18177-6 |  | nan |  | LOINC_db
LN | 18178-4 | Left ventricular Wall motion index by US | 18178-4 |  | nan |  | LOINC_db
LN | 18179-2 | Left ventricular Wall segment [Identifier] by US | 18179-2 |  | nan |  | LOINC_db
LN | 18504-1 | PP interval mean | 18504-1 |  | s | s | LOINC_db
LN | 18505-8 | R-R interval (Mean value during study) by EKG | 18505-8 |  | s | s | LOINC_db
LN | 18508-2 | R wave axis.horizontal plane | 18508-2 |  | deg | deg | LOINC_db
LN | 18510-8 | ST segment axis.horizontal plane | 18510-8 |  | deg | deg | LOINC_db
LN | 18745-0 | Cardiac catheterization study | 18745-0 |  | nan |  | LOINC_db
LN | 18750-0 | Cardiac electrophysiology study | 18750-0 |  | nan |  | LOINC_db
LN | 18754-2 | Ambulatory cardiac rhythm monitor (Holter) study | 18754-2 |  | nan |  | LOINC_db
LN | 18810-2 | EKG Study observation overall (narrative) | 18810-2 |  | nan |  | LOINC_db
LN | 18824-3 | Cardiac service attachment | 18824-3 |  | nan |  | LOINC_db
LN | 18835-9 | Aortic valve area method Narrative | 18835-9 |  | nan |  | LOINC_db
LN | 18837-5 | Left ventricle Segmental wall appearance by US Narrative | 18837-5 |  | nan |  | LOINC_db
LN | 18838-3 | Cardiac echo study Transducer site Narrative | 18838-3 |  | nan |  | LOINC_db
LN | 18839-1 | Cardiac echo imaging device Class Narrative | 18839-1 |  | nan |  | LOINC_db
LN | 18840-9 | Left ventricular Wall motion index by US Narrative | 18840-9 |  | nan |  | LOINC_db
LN | 18843-3 | EKG Comparison study (narrative) | 18843-3 |  | nan |  | LOINC_db
LN | 18844-1 | EKG impression Narrative | 18844-1 |  | nan |  | LOINC_db
LN | 18845-8 | Reference beat type (narrative) by EKG | 18845-8 |  | nan |  | LOINC_db
LN | 19006-6 | Cardiac echo imaging device Image quality Narrative by US | 19006-6 |  | nan |  | LOINC_db
LN | 20165-7 | Region of interest Region [Area] by US 2D | 20165-7 |  | cm2 | cm2 | LOINC_db
LN | 20166-5 | Diameter by US 2D | 20166-5 |  | mm | mm | LOINC_db
LN | 20167-3 | Circulatory system Acceleration slope by US.doppler | 20167-3 |  | nan |  | LOINC_db
LN | 20168-1 | Circulatory system Acceleration by US.doppler | 20168-1 |  | ms | ms | LOINC_db
LN | 20169-9 | Deprecated Circulatory system Acceleration by US.doppler | 20169-9 |  | nan |  | LOINC_db
LN | 20170-7 | Acceleration 2 by US | 20170-7 |  | ms | ms | LOINC_db
LN | 20171-5 | Acceleration/Acceleration 2 by US | 20171-5 |  | {ratio} |  | LOINC_db
LN | 20172-3 | Aortic valve Regurgitant blood flow velocity at end diastole by US.doppler | 20172-3 |  | nan |  | LOINC_db
LN | 20173-1 | Aortic valve Maximum regurgitant blood flow velocity during diastole by US.doppler | 20173-1 |  | nan |  | LOINC_db
LN | 20174-9 | Aortic valve Acceleration slope by US | 20174-9 |  | nan |  | LOINC_db
LN | 20175-6 | Aortic valve Deceleration slope [Velocity] by US | 20175-6 |  | nan |  | LOINC_db
LN | 20176-4 | Aortic valve Deceleration [Time] by US | 20176-4 |  | ms | ms | LOINC_db
LN | 20177-2 | Aorta root Crossection [Area] by US.calculated | 20177-2 |  | cm2 | cm2 | LOINC_db
LN | 20178-0 | Aorta root Crossection [Area] by US 2D | 20178-0 |  | cm2 | cm2 | LOINC_db
LN | 20179-8 | R-R interval by US --at aortic flow measurement | 20179-8 |  | ms | ms | LOINC_db
LN | 20180-6 | Region of interest Area by US | 20180-6 |  | cm2 | cm2 | LOINC_db
LN | 20181-4 | Region of interest Area 2 by US | 20181-4 |  | cm2 | cm2 | LOINC_db
LN | 20182-2 | Region of interest Area/Area 2 by US | 20182-2 |  | {index};{ratio} |  | LOINC_db
LN | 20183-0 | Aortic valve Maximum blood flow velocity by US.doppler --at stenosis | 20183-0 |  | m/s; cm/s |  | LOINC_db
LN | 20184-8 | Diastolic blood pressure by US | 20184-8 |  | mm[Hg] |  | LOINC_db
LN | 20185-5 | End systolic blood pressure by US | 20185-5 |  | mm[Hg] |  | LOINC_db
LN | 20186-3 | Peak systolic blood pressure by US | 20186-3 |  | mm[Hg] |  | LOINC_db
LN | 20187-1 | Left ventricular Cardiac index by US.2D+Calculated by biplane ellipse method | 20187-1 |  | L/min/m2 |  | LOINC_db
LN | 20188-9 | Left ventricular Cardiac index by US.2D+Calculated by bullet method | 20188-9 |  | L/min/m2 |  | LOINC_db
LN | 20189-7 | Ventricular Cardiac index by US.cubed.calculated | 20189-7 |  | nan |  | LOINC_db
LN | 20190-5 | Left ventricular Cardiac index by US 2D left ventricular outflow tract area calculated | 20190-5 |  | L/min/m2 |  | LOINC_db
LN | 20191-3 | Left ventricular Cardiac index by US 2D modified biplane ellipse calculated | 20191-3 |  | L/min/m2 |  | LOINC_db
LN | 20192-1 | Left ventricular Cardiac index by US.modified Simpson.calculated | 20192-1 |  | L/min/m2 |  | LOINC_db
LN | 20193-9 | Left ventricular Cardiac index 2 chamber by US.modified.single-plane.calculated | 20193-9 |  | L/min/m2 |  | LOINC_db
LN | 20194-7 | Left ventricular Cardiac index 4 chamber by US.modified.single-plane.calculated | 20194-7 |  | L/min/m2 |  | LOINC_db
LN | 20195-4 | Left ventricular Cardiac index by US 2D mitral valve calculated | 20195-4 |  | L/min/m2 |  | LOINC_db
LN | 20196-2 | Right ventricular Cardiac index by US 2D pulmonic valve calculated | 20196-2 |  | L/min/m2 |  | LOINC_db
LN | 20197-0 | Left ventricular Cardiac index by US.2D+Calculated by single-plane ellipse method | 20197-0 |  | L/min/m2 |  | LOINC_db
LN | 20198-8 | Left ventricular Cardiac index by US+Calculated by Teichholz method | 20198-8 |  | L/min/m2 |  | LOINC_db
LN | 20199-6 | Right ventricular Cardiac index by US 2D tricuspid valve calculated | 20199-6 |  | L/min/m2 |  | LOINC_db
LN | 20200-2 | Region of interest Circumference/Circumference 2 by US | 20200-2 |  | mm/mm; cm/cm |  | LOINC_db
LN | 20201-0 | Circulatory system [Identifier] | 20201-0 |  | nan |  | LOINC_db
LN | 20202-8 | Region of interest Circumference by US | 20202-8 |  | mm;cm |  | LOINC_db
LN | 20203-6 | Region of interest Circumference 2 by US | 20203-6 |  | mm;cm |  | LOINC_db
LN | 20204-4 | Left ventricular Cardiac output by US.2D+Calculated by biplane ellipse method | 20204-4 |  | L/min |  | LOINC_db
LN | 20205-1 | Left ventricular Cardiac output by US.2D+Calculated by bullet method | 20205-1 |  | L/min |  | LOINC_db
LN | 20206-9 | Left ventricular Cardiac output by US.cubed.calculated | 20206-9 |  | L/min |  | LOINC_db
LN | 20207-7 | Left ventricular Cardiac output by US 2D left ventricular outflow tract calculated | 20207-7 |  | L/min |  | LOINC_db
LN | 20208-5 | Left ventricular Cardiac output by US 2D modified biplane calculated | 20208-5 |  | L/min |  | LOINC_db
LN | 20209-3 | Ventricular Cardiac output by US.2D+Calculated by modified Simpson method | 20209-3 |  | L/min |  | LOINC_db
LN | 20210-1 | Left ventricular Cardiac output.2 chamber by US 2D modified single-plane calculated | 20210-1 |  | L/min |  | LOINC_db
LN | 20211-9 | Left ventricular Cardiac output.4 chamber by US 2D modified single-plane calculated | 20211-9 |  | L/min |  | LOINC_db
LN | 20212-7 | Left ventricular Cardiac output by US.2D+Calculated by single-plane ellipse method | 20212-7 |  | L/min |  | LOINC_db
LN | 20213-5 | Left ventricular Cardiac output by US+Calculated by Teichholz method | 20213-5 |  | L/min |  | LOINC_db
LN | 20214-3 | Right ventricular Cardiac output by US 2D tricuspid valve | 20214-3 |  | L/min |  | LOINC_db
LN | 20215-0 | Maximum deceleration [Velocity] by US | 20215-0 |  | nan |  | LOINC_db
LN | 20216-8 | Deceleration slope [Velocity] by US | 20216-8 |  | nan |  | LOINC_db
LN | 20217-6 | Circulatory system Deceleration [Time] by US | 20217-6 |  | ms | ms | LOINC_db
LN | 20218-4 | Deceleration [Velocity] by US | 20218-4 |  | nan |  | LOINC_db
LN | 20219-2 | Deceleration 2 [Velocity] by US | 20219-2 |  | nan |  | LOINC_db
LN | 20220-0 | Deceleration/Deceleration 2 by US | 20220-0 |  | {index};{ratio} |  | LOINC_db
LN | 20221-8 | Ventricular Ejection time by US.doppler | 20221-8 |  | ms | ms | LOINC_db
LN | 20222-6 | Ventricular Ejection time by US | 20222-6 |  | ms | ms | LOINC_db
LN | 20223-4 | Ventricular Ejection time 2 by US | 20223-4 |  | ms | ms | LOINC_db
LN | 20224-2 | Left ventricular Ejection time/Ejection time 2 by US.calculated | 20224-2 |  | {index};{ratio} |  | LOINC_db
LN | 20225-9 | Pulmonic valve Minimum end diastole regurgitant blood flow velocity by US | 20225-9 |  | nan |  | LOINC_db
LN | 20226-7 | Flow [Area] by US+Calculated | 20226-7 |  | nan |  | LOINC_db
LN | 20227-5 | Region of interest Height by US.M-mode | 20227-5 |  | mm | mm | LOINC_db
LN | 20228-3 | Anatomic part Laterality | 20228-3 |  | nan |  | LOINC_db
LN | 20229-1 | Region of interest Length/Length 2 by US | 20229-1 |  | {ratio} |  | LOINC_db
LN | 20230-9 | Region of interest Length by US | 20230-9 |  | mm | mm | LOINC_db
LN | 20231-7 | Region of interest Length 2 by US | 20231-7 |  | mm | mm | LOINC_db
LN | 20232-5 | Left ventricular outflow tract Mean blood flow velocity by US.doppler | 20232-5 |  | m/s; cm/s |  | LOINC_db
LN | 20233-3 | Left ventricular outflow tract Mean systole pressure gradient by US.doppler | 20233-3 |  | mm[Hg] |  | LOINC_db
LN | 20234-1 | Left ventricular End-diastolic volume by US.2D+Calculated by bullet method | 20234-1 |  | mL | mL | LOINC_db
LN | 20235-8 | Left ventricular End-diastolic volume by US.cubed.calculated | 20235-8 |  | cm3 | cm3 | LOINC_db
LN | 20236-6 | Left ventricular End-diastolic volume by US 2D modified biplane ellipse calculated | 20236-6 |  | mL | mL | LOINC_db
LN | 20237-4 | Left ventricular End-diastolic volume by US.2D+Calculated by modified Simpson method | 20237-4 |  | mL | mL | LOINC_db
LN | 20238-2 | Left ventricular End-diastolic volume by US.M-mode+Calculated by Teichholz method | 20238-2 |  | mL | mL | LOINC_db
LN | 20239-0 | Left ventricular Apical plane diastole [Area] by US 2D | 20239-0 |  | cm2 | cm2 | LOINC_db
LN | 20240-8 | Left ventricular epicardium Short axis papillary level diastole [Area] by US 2D | 20240-8 |  | cm2 | cm2 | LOINC_db
LN | 20241-6 | Left ventricular Apical plane systole [Area] by US 2D | 20241-6 |  | cm2 | cm2 | LOINC_db
LN | 20242-4 | Left ventricular epicardium Short axis papillary level systole [Area] by US 2D | 20242-4 |  | cm2 | cm2 | LOINC_db
LN | 20243-2 | Deprecated Internal diameter.minor axis.diastole of Heart ventricle Left US 2D | 20243-2 |  | nan |  | LOINC_db
LN | 20244-0 | Deprecated Internal diameter.minor axis.systole of Heart ventricle Left US 2D | 20244-0 |  | nan |  | LOINC_db
LN | 20245-7 | Left ventricular outflow tract Region crossection [Area] by US+Calculated | 20245-7 |  | cm2 | cm2 | LOINC_db
LN | 20246-5 | Deprecated Pre ejection period of Heart ventricle Left US | 20246-5 |  | nan |  | LOINC_db
LN | 20247-3 | Peak pressure gradient by US+Calculated | 20247-3 |  | mm[Hg] |  | LOINC_db
LN | 20248-1 | Maximum pressure gradient 2 by US+Calculated | 20248-1 |  | mm[Hg] |  | LOINC_db
LN | 20249-9 | Aortic valve Maximum regurgitant pressure gradient by US+Calculated | 20249-9 |  | mm[Hg] |  | LOINC_db
LN | 20250-7 | Mitral valve Maximum regurgitant pressure gradient by US+Calculated | 20250-7 |  | mm[Hg] |  | LOINC_db
LN | 20251-5 | Pulmonic valve Maximum regurgitant pressure gradient by US.calculated | 20251-5 |  | mm[Hg] |  | LOINC_db
LN | 20252-3 | Maximum systole/Systole 2 maximum by US.doppler | 20252-3 |  | nan |  | LOINC_db
LN | 20253-1 | Deprecated Tricuspid valve regurgitant jet Peak systolic flow by US.doppler | 20253-1 |  | nan |  | LOINC_db
LN | 20254-9 | Tricuspid valve Peak regurgitant blood flow 2 by US.doppler | 20254-9 |  | nan |  | LOINC_db
LN | 20255-6 | Mean pressure gradient by US+Calculated | 20255-6 |  | mm[Hg] |  | LOINC_db
LN | 20256-4 | Mean pressure gradient by US.doppler | 20256-4 |  | mm[Hg] |  | LOINC_db
LN | 20257-2 | Mean pressure gradient 2 by US+Calculated | 20257-2 |  | mm[Hg] |  | LOINC_db
LN | 20258-0 | Mean pressure gradient 2 by US | 20258-0 |  | mm[Hg] |  | LOINC_db
LN | 20259-8 | Mean pressure gradient/Mean pressure gradient 2 by US.doppler calculated | 20259-8 |  | {index};{ratio} |  | LOINC_db
LN | 20260-6 | Mean sytole/Systole 2 mean by US.doppler calculated | 20260-6 |  | nan |  | LOINC_db
LN | 20261-4 | Tricuspid valve Mean regurgitant blood flow velocity by US | 20261-4 |  | nan |  | LOINC_db
LN | 20262-2 | Tricuspid valve Mean Regurgitant blood flow 2 by US | 20262-2 |  | nan |  | LOINC_db
LN | 20263-0 | R-R interval by US --at mitral flow measurement | 20263-0 |  | ms | ms | LOINC_db
LN | 20264-8 | Mitral valve annulus Region crossection [Area] by US+Calculated | 20264-8 |  | cm2 | cm2 | LOINC_db
LN | 20265-5 | Slope [Velocity] by US.M-mode | 20265-5 |  | nan |  | LOINC_db
LN | 20266-3 | Slope 2 [Velocity] by US.M-mode | 20266-3 |  | nan |  | LOINC_db
LN | 20267-1 | Slope/Slope 2 by US.M-mode+Calculated | 20267-1 |  | {index};{ratio} |  | LOINC_db
LN | 20268-9 | Mitral valve Maximum regurgitant blood flow velocity during systole by US.doppler | 20268-9 |  | nan |  | LOINC_db
LN | 20269-7 | Mitral valve Acceleration slope by US.doppler | 20269-7 |  | nan |  | LOINC_db
LN | 20270-5 | Mitral valve Acceleration by US.doppler | 20270-5 |  | ms | ms | LOINC_db
LN | 20271-3 | Mitral valve Diastolic filling period by US | 20271-3 |  | ms | ms | LOINC_db
LN | 20272-1 | Mitral valve Diameter by US | 20272-1 |  | mm | mm | LOINC_db
LN | 20273-9 | Mitral valve Diameter 2 by US | 20273-9 |  | cm | cm | LOINC_db
LN | 20274-7 | Mitral valve Flow [Area] by US+Calculated | 20274-7 |  | nan |  | LOINC_db
LN | 20275-4 | Deprecated Deceleration.pressure.half time of Mitral valve US.doppler | 20275-4 |  | nan |  | LOINC_db
LN | 20276-2 | Mitral valve Maximum blood flow velocity during systole by US --for peak half-time calculation | 20276-2 |  | nan |  | LOINC_db
LN | 20277-0 | Mitral valve Maximum blood flow velocity by US.doppler | 20277-0 |  | m/s; cm/s |  | LOINC_db
LN | 20278-8 | Mitral valve Mean blood velocity by US.doppler | 20278-8 |  | nan |  | LOINC_db
LN | 20279-6 | Deprecated Orifice.minor axis.min [Area] of Mitral valve US 2D | 20279-6 |  | nan |  | LOINC_db
LN | 20280-4 | Pressure half time by US+Calculated | 20280-4 |  | ms | ms | LOINC_db
LN | 20281-2 | Pulmonary artery Acceleration slope by US | 20281-2 |  | nan |  | LOINC_db
LN | 20282-0 | Pulmonary artery Deceleration slope [Velocity] by US | 20282-0 |  | nan |  | LOINC_db
LN | 20283-8 | Pulmonary artery Deceleration [Time] by US | 20283-8 |  | ms | ms | LOINC_db
LN | 20284-6 | Pulmonic valve distal Mean blood flow velocity by US.doppler | 20284-6 |  | m/s; cm/s |  | LOINC_db
LN | 20285-3 | Deprecated Left ventricular Pre ejection period by US | 20285-3 |  | nan |  | LOINC_db
LN | 20286-1 | R-R interval by US --at pulmonic flow measurement | 20286-1 |  | ms | ms | LOINC_db
LN | 20287-9 | Pulmonic valve Region orifice area by US.doppler VTI + area calculated | 20287-9 |  | nan |  | LOINC_db
LN | 20288-7 | Pulmonic valve Region orifice area by US.doppler VTI + diameter calculated | 20288-7 |  | nan |  | LOINC_db
LN | 20289-5 | Pulmonic valve Region orifice area by US.doppler Vmax + area calculated | 20289-5 |  | nan |  | LOINC_db
LN | 20290-3 | Pulmonic valve Region orifice area by US.doppler Vmax + diameter calculated | 20290-3 |  | nan |  | LOINC_db
LN | 20291-1 | Pulmonic flow/Systemic flow by US.doppler VTI + aorta calculated | 20291-1 |  | {index};{ratio} |  | LOINC_db
LN | 20292-9 | Pulmonic flow/Systemic flow by US.doppler VTI + left ventricular outflow tract calculated | 20292-9 |  | {index};{ratio} |  | LOINC_db
LN | 20293-7 | Pulmonic flow/Systemic flow by US.doppler Vmax + aorta calculated | 20293-7 |  | {index};{ratio} |  | LOINC_db
LN | 20294-5 | Pulmonic flow/Systemic flow by US.doppler Vmax + left ventricular outflow tract calculated | 20294-5 |  | {index};{ratio} |  | LOINC_db
LN | 20295-2 | Pulmonic valve Q-wave to closure [Time] by US | 20295-2 |  | ms | ms | LOINC_db
LN | 20296-0 | Tricuspid valve Q-wave to open [Time] by US | 20296-0 |  | ms | ms | LOINC_db
LN | 20297-8 | Right atrial Intrachamber diastole pressure by Estimated from jugular venous distention | 20297-8 |  | mm[Hg] |  | LOINC_db
LN | 20298-6 | Region of interest | 20298-6 |  | nan |  | LOINC_db
LN | 20299-4 | Right ventricular Peak pressure gradient by US.doppler | 20299-4 |  | mm[Hg] |  | LOINC_db
LN | 20300-0 | Right ventricular Mean pressure gradient by US.doppler | 20300-0 |  | mm[Hg] |  | LOINC_db
LN | 20301-8 | Right ventricular Pre ejection time by US | 20301-8 |  | ms | ms | LOINC_db
LN | 20302-6 | Right ventricular outflow tract Mean blood flow velocity by US.doppler | 20302-6 |  | m/s; cm/s |  | LOINC_db
LN | 20303-4 | Right ventricular outflow tract Mean systole pressure gradient by US.doppler | 20303-4 |  | mm[Hg] |  | LOINC_db
LN | 20304-2 | Right ventricular Minor axis.maximum [Length] by US 2D | 20304-2 |  | cm | cm | LOINC_db
LN | 20305-9 | Right ventricular Diameter during systole by US | 20305-9 |  | cm | cm | LOINC_db
LN | 20306-7 | Right ventricular outflow tract Region crossection [Area] by US+Calculated | 20306-7 |  | cm2 | cm2 | LOINC_db
LN | 20307-5 | Right ventricular outflow tract Diameter by US 2D | 20307-5 |  | cm | cm | LOINC_db
LN | 20308-3 | Left ventricular Stroke volume index by US.2D+Calculated | 20308-3 |  | nan |  | LOINC_db
LN | 20309-1 | Left ventricular Stroke volume index by US 2D aortic root calculated | 20309-1 |  | {index};{ratio} |  | LOINC_db
LN | 20310-9 | Left ventricular Stroke volume index by US.2D+Calculated by biplane ellipse method | 20310-9 |  | {index};{ratio} |  | LOINC_db
LN | 20311-7 | Left ventricular Stroke volume index by US.2D+Calculated by bullet method | 20311-7 |  | {index};{ratio} |  | LOINC_db
LN | 20312-5 | Left ventricular Stroke volume index by US.cubed.calculated | 20312-5 |  | {index};{ratio} |  | LOINC_db
LN | 20313-3 | Left ventricular Stroke volume index by US 2D left ventricular outflow tract area calculated | 20313-3 |  | nan |  | LOINC_db
LN | 20314-1 | Left ventricular Stroke volume index by US 2D modified biplane ellipse calculated | 20314-1 |  | nan |  | LOINC_db
LN | 20315-8 | Left ventricular Stroke volume index by US.modified Simpson.calculated | 20315-8 |  | {index};{ratio} |  | LOINC_db
LN | 20316-6 | Left ventricular Stroke volume index 2 chamber by US 2D modified single-plane ellipse calculated | 20316-6 |  | nan |  | LOINC_db
LN | 20317-4 | Left ventricular Stroke volume index 4 chamber by US 2D modified single-plane ellipse calculated | 20317-4 |  | nan |  | LOINC_db
LN | 20318-2 | Left ventricular Stroke volume index by US 2D mitral valve calculated | 20318-2 |  | {index};{ratio} |  | LOINC_db
LN | 20319-0 | Left ventricular Stroke volume index by US 2D pulmonic valve flow area calculated | 20319-0 |  | nan |  | LOINC_db
LN | 20320-8 | Left ventricular Stroke volume index by US.2D+Calculated by single-plane ellipse method | 20320-8 |  | nan |  | LOINC_db
LN | 20321-6 | Left ventricular Stroke volume index by US.Teichholz | 20321-6 |  | {index};{ratio} |  | LOINC_db
LN | 20322-4 | Left ventricular Stroke volume index by US 2D tricuspid valve calculated | 20322-4 |  | nan |  | LOINC_db
LN | 20323-2 | Left ventricular Stroke volume by US.2D+Calculated | 20323-2 |  | mL | mL | LOINC_db
LN | 20324-0 | Left ventricular Stroke volume by US 2D aortic root calculated | 20324-0 |  | nan |  | LOINC_db
LN | 20325-7 | Left ventricular Stroke volume by US.2D+Calculated by biplane ellipse method | 20325-7 |  | mL | mL | LOINC_db
LN | 20326-5 | Left ventricular Stroke volume by US.2D+Calculated by bullet method | 20326-5 |  | mL | mL | LOINC_db
LN | 20327-3 | Left ventricular Stroke volume by US.cubed.calculated | 20327-3 |  | mL | mL | LOINC_db
LN | 20328-1 | Left ventricular Stroke volume by US 2D left ventricular outflow tract area calculated | 20328-1 |  | mL | mL | LOINC_db
LN | 20329-9 | Left ventricular Stroke volume by US 2D modified biplane ellipse calculated | 20329-9 |  | mL | mL | LOINC_db
LN | 20330-7 | Left ventricular Stroke volume by US.2D+Calculated by modified Simpson method | 20330-7 |  | mL | mL | LOINC_db
LN | 20331-5 | Left ventricular Stroke volume 2 chamber by US 2D modified single-plane calculated | 20331-5 |  | mL | mL | LOINC_db
LN | 20332-3 | Left ventricular Cardiac output/Heart rate 4 chamber by US 2D modified single-plane calculated | 20332-3 |  | mL | mL | LOINC_db
LN | 20333-1 | Left ventricular Stroke volume by US 2D mitral valve flow area calculated | 20333-1 |  | cm3 | cm3 | LOINC_db
LN | 20334-9 | Right ventricular Stroke volume by US 2D pulmonic valve flow area calculated | 20334-9 |  | cm3 | cm3 | LOINC_db
LN | 20335-6 | Left ventricular Stroke volume by US.2D+Calculated by single-plane ellipse method | 20335-6 |  | mL | mL | LOINC_db
LN | 20336-4 | Left ventricular Stroke volume by US.Teichholz.calculated | 20336-4 |  | mL | mL | LOINC_db
LN | 20337-2 | Right ventricular Stroke volume by US 2D tricuspid valve calculated | 20337-2 |  | mL | mL | LOINC_db
LN | 20338-0 | Time by US.M-mode | 20338-0 |  | ms | ms | LOINC_db
LN | 20339-8 | Time by US | 20339-8 |  | ms | ms | LOINC_db
LN | 20340-6 | Time 2 by US | 20340-6 |  | ms | ms | LOINC_db
LN | 20341-4 | Time/Time 2 by US | 20341-4 |  | nan |  | LOINC_db
LN | 20342-2 | R-R interval by US --at tricuspid flow measurement | 20342-2 |  | ms | ms | LOINC_db
LN | 20343-0 | Tricuspid valve Acceleration slope by US | 20343-0 |  | nan |  | LOINC_db
LN | 20344-8 | Tricuspid valve annulus Region crossection [Area] by US.calculated | 20344-8 |  | cm2 | cm2 | LOINC_db
LN | 20345-5 | Tricuspid valve Deceleration slope [Velocity] by US | 20345-5 |  | nan |  | LOINC_db
LN | 20346-3 | Right atrial Diastolic filling period by US | 20346-3 |  | ms | ms | LOINC_db
LN | 20347-1 | Tricuspid valve Flow [Area] by US.calculated | 20347-1 |  | nan |  | LOINC_db
LN | 20348-9 | Tricuspid valve orifice Diameter.4 chamber by US | 20348-9 |  | cm | cm | LOINC_db
LN | 20349-7 | Tricuspid valve Pressure half time velocity maximum by US | 20349-7 |  | ms | ms | LOINC_db
LN | 20350-5 | Tricuspid valve Mean blood flow velocity by US.doppler | 20350-5 |  | m/s; cm/s |  | LOINC_db
LN | 20351-3 | Maximum blood flow velocity by US.doppler | 20351-3 |  | m/s; cm/s |  | LOINC_db
LN | 20352-1 | Circulatory system Mean blood flow velocity by US.doppler | 20352-1 |  | m/s; cm/s |  | LOINC_db
LN | 20353-9 | Region of interest Pressure gradient by US.doppler | 20353-9 |  | mm[Hg] |  | LOINC_db
LN | 20354-7 | Blood velocity-time integral by US.doppler | 20354-7 |  | nan |  | LOINC_db
LN | 20355-4 | Peak blood flow 2 by US.doppler | 20355-4 |  | m/s; cm/s |  | LOINC_db
LN | 20356-2 | Mean blood flow 2 by US.doppler | 20356-2 |  | m/s; cm/s |  | LOINC_db
LN | 20357-0 | Region of interest Pressure gradient 2 by US.doppler | 20357-0 |  | mm[Hg] |  | LOINC_db
LN | 20358-8 | Blood velocity-time integral 2 by US.doppler | 20358-8 |  | nan |  | LOINC_db
LN | 20359-6 | Heart valve Region [Area] by US.doppler VTI + area calculated | 20359-6 |  | nan |  | LOINC_db
LN | 20360-4 | Heart valve Region [Area] by US.doppler VTI + diameter calculated | 20360-4 |  | nan |  | LOINC_db
LN | 20361-2 | Heart valve Region [Area] by US.doppler velocity + area calculated | 20361-2 |  | nan |  | LOINC_db
LN | 20362-0 | Heart valve Region [Area] by US.doppler velocity + diameter calculated | 20362-0 |  | nan |  | LOINC_db
LN | 20363-8 | Velocity slope by US | 20363-8 |  | nan |  | LOINC_db
LN | 20364-6 | Velocity slope 2 by US | 20364-6 |  | nan |  | LOINC_db
LN | 20365-3 | Region of interest Volume/Volume 2 by US.calculated | 20365-3 |  | % | % | LOINC_db
LN | 20366-1 | Region of interest Volume by US.2D+Calculated by area-length method | 20366-1 |  | mL | mL | LOINC_db
LN | 20367-9 | Region of interest Volume 2 by US.2D+Calculated by area-length method | 20367-9 |  | mL | mL | LOINC_db
LN | 20368-7 | Interventricular septal defect Maximum blood flow velocity by US.doppler | 20368-7 |  | m/s; cm/s |  | LOINC_db
LN | 20369-5 | Velocity slope/Velocity slope 2 by US.doppler calculated | 20369-5 |  | {index};{ratio} |  | LOINC_db
LN | 20370-3 | Velocity-time integral.XXX by US.doppler | 20370-3 |  | nan |  | LOINC_db
LN | 20371-1 | Velocity-time integral.XXX/Velocity-time integral 2 by US.doppler | 20371-1 |  | {index};{ratio} |  | LOINC_db
LN | 20372-9 | Velocity-time integral 2 XXX by US.doppler | 20372-9 |  | nan |  | LOINC_db
LN | 20562-5 | Left ventricular Stroke volume | 20562-5 |  | mL | mL | LOINC_db
LN | 24369-1 | R-R interval by EKG --during XXX measurement | 24369-1 |  | ms | ms | LOINC_db
LN | 24370-9 | Peak systolic blood pressure --during mitral regurgitation maximum velocity measurement | 24370-9 |  | mm[Hg] |  | LOINC_db
LN | 24371-7 | Peak systolic blood pressure --during aorta stenosis maximum velocity measurement | 24371-7 |  | mm[Hg] |  | LOINC_db
LN | 24372-5 | Peak systolic blood pressure --during right ventricular septal defect maximum velocity measurement | 24372-5 |  | mm[Hg] |  | LOINC_db
LN | 24525-8 | Left ventricular Cardiac index by US | 24525-8 |  | L/min/m2 |  | LOINC_db
LN | 24526-6 | Left ventricular Cardiac output by US | 24526-6 |  | L/min |  | LOINC_db
LN | 24527-4 | Left ventricular Myocardial mass by US 2D modified single-plane | 24527-4 |  | g | g | LOINC_db
LN | 24528-2 | Left ventricular Myocardial mass by US 2D modified biplane | 24528-2 |  | g | g | LOINC_db
LN | 24529-0 | Left ventricular End-systolic volume by US 2D modified biplane | 24529-0 |  | mL | mL | LOINC_db
LN | 24530-8 | Left ventricular End-systolic volume by US.M-mode+Calculated by Teichholz method | 24530-8 |  | mL | mL | LOINC_db
LN | 24571-2 | NM Biliary ducts and Gallbladder Views for patency of biliary structures and ejection fraction W sincalide and W radionuclide IV | 24571-2 |  | nan |  | LOINC_db
LN | 24613-2 | Deprecated RFA Guidance for placement of catheter in artery in Central cardiovascular artery | 24613-2 |  | nan |  | LOINC_db
LN | 24748-6 | MR Heart | 24748-6 |  | nan |  | LOINC_db
LN | 24750-2 | NM Heart Views at rest and W Tl-201 IV | 24750-2 |  | nan |  | LOINC_db
LN | 24752-8 | RF videography Heart Views | 24752-8 |  | nan |  | LOINC_db
LN | 26441-6 | Cardiology studies (set) | 26441-6 |  | nan |  | LOINC_db
LN | 27445-6 | Deprecated Cardiac rehabilitation treatment plan Initial evaluation note (narrative) | 27445-6 |  | nan |  | LOINC_db
LN | 27446-4 | Deprecated Cardiac rehabilitation treatment plan, Plan of treatment (narrative) | 27446-4 |  | nan |  | LOINC_db
LN | 27447-2 | Deprecated Cardiac rehabilitation treatment plan Progress note and attainment of goals (narrative) | 27447-2 |  | nan |  | LOINC_db
LN | 27448-0 | Deprecated Cardiac rehabilitation treatment plan, Reason to continue (narrative) | 27448-0 |  | nan |  | LOINC_db
LN | 27449-8 | Deprecated Cardiac rehabilitation treatment plan, Justification (narrative) | 27449-8 |  | nan |  | LOINC_db
LN | 27450-6 | Deprecated Cardiac rehabilitation treatment plan, Psychiatric symptoms (narrative) | 27450-6 |  | nan |  | LOINC_db
LN | 27456-3 | Deprecated Cardiac rehabilitation treatment plan, Author ID Identifier | 27456-3 |  | nan |  | LOINC_db
LN | 27457-1 | Cardiac rehabilitation treatment plan, Primary diagnosis Set | 27457-1 |  | nan |  | LOINC_db
LN | 27458-9 | Deprecated Cardiac rehabilitation treatment plan, Start date of hospitalization leading to treatment | 27458-9 |  | nan |  | LOINC_db
LN | 27459-7 | Deprecated Cardiac rehabilitation treatment plan, End date of hospitalization leading to treatment | 27459-7 |  | nan |  | LOINC_db
LN | 27460-5 | Deprecated Cardiac rehabilitation treatment plan, Primary diagnosis (narrative) | 27460-5 |  | nan |  | LOINC_db
LN | 27461-3 | Deprecated Cardiac rehabilitation treatment plan, Medication name + identifier Identifier | 27461-3 |  | nan |  | LOINC_db
LN | 27462-1 | Deprecated Cardiac rehabilitation treatment plan, Medication Dosage | 27462-1 |  | nan |  | LOINC_db
LN | 27463-9 | Deprecated Cardiac rehabilitation treatment plan, Medication timing + Quantity TQ2 | 27463-9 |  | nan |  | LOINC_db
LN | 27464-7 | Deprecated Cardiac rehabilitation treatment plan, Primary diagnosis Identifier | 27464-7 |  | nan |  | LOINC_db
LN | 27465-4 | Deprecated Cardiac rehabilitation treatment plan, Diagnosis addressed by plan Identifier | 27465-4 |  | nan |  | LOINC_db
LN | 27466-2 | Deprecated Cardiac rehabilitation treatment plan, Diagnosis addressed by plan (narrative) Text | 27466-2 |  | nan |  | LOINC_db
LN | 27468-8 | Deprecated Cardiac rehabilitation treatment plan, Medication route Identifier | 27468-8 |  | nan |  | LOINC_db
LN | 27483-7 | Deprecated Cardiac rehabilitation treatment plan, New/revised | 27483-7 |  | nan |  | LOINC_db
LN | 27484-5 | Deprecated Cardiac rehabilitation treatment plan, Date onset or exacerbation of primary diagnosis | 27484-5 |  | nan |  | LOINC_db
LN | 27485-2 | Deprecated Cardiac rehabilitation treatment plan, start date | 27485-2 |  | nan |  | LOINC_db
LN | 27497-7 | Deprecated Clinical discipline - Cardiac rehabilitation treatment plan | 27497-7 |  | nan |  | LOINC_db
LN | 27518-0 | Deprecated Cardiac rehabilitation treatment plan, Diagnosis addressed by plan Set | 27518-0 |  | nan |  | LOINC_db
LN | 27519-8 | Cardiac rehabilitation treatment plan, Author of treatment plan Set | 27519-8 |  | nan |  | LOINC_db
LN | 27520-6 | Deprecated Cardiac rehabilitation treatment plan, Author name | 27520-6 |  | nan |  | LOINC_db
LN | 27521-4 | Deprecated Cardiac rehabilitation treatment plan, Author profession Identifier | 27521-4 |  | nan |  | LOINC_db
LN | 27522-2 | Deprecated Cardiac rehabilitation treatment plan, Signature date Date and time | 27522-2 |  | nan |  | LOINC_db
LN | 27531-3 | Deprecated Cardiac rehabilitation treatment plan, Visit frequency TQ2 | 27531-3 |  | nan |  | LOINC_db
LN | 27532-1 | Deprecated Cardiac rehabilitation treatment plan, Visit duration Time | 27532-1 |  | min | min | LOINC_db
LN | 27533-9 | Cardiac rehabilitation treatment plan, Date range (from/through) described by plan Set | 27533-9 |  | nan |  | LOINC_db
LN | 27534-7 | Deprecated Cardiac rehabilitation treatment plan, Start date | 27534-7 |  | nan |  | LOINC_db
LN | 27535-4 | Deprecated Cardiac rehabilitation treatment plan, End date | 27535-4 |  | nan |  | LOINC_db
LN | 27536-2 | Cardiac rehabilitation treatment plan, Date range (from/through) of hospitalization leading to treatment Set | 27536-2 |  | nan |  | LOINC_db
LN | 27539-6 | Deprecated Cardiac rehabilitation treatment plan, Continuation status | 27539-6 |  | nan |  | LOINC_db
LN | 27540-4 | Deprecated Cardiac rehabilitation treatment plan, Date attending MD referred patient for Date | 27540-4 |  | nan |  | LOINC_db
LN | 27541-2 | Deprecated Cardiac rehabilitation treatment plan, Date attending MD signed Date and time | 27541-2 |  | nan |  | LOINC_db
LN | 27542-0 | Deprecated Cardiac rehabilitation treatment plan, Date rehabilitation professional signed | 27542-0 |  | nan |  | LOINC_db
LN | 27543-8 | Deprecated Cardiac rehabilitation treatment plan, Signature of responsible attending physician on file | 27543-8 |  | nan |  | LOINC_db
LN | 27544-6 | Deprecated Cardiac rehabilitation treatment plan, Signature of responsible rehabilitation professional on file | 27544-6 |  | nan |  | LOINC_db
LN | 27545-3 | Cardiac rehabilitation treatment plan, Medication administered Set | 27545-3 |  | nan |  | LOINC_db
LN | 27546-1 | Deprecated Cardiac rehabilitation treatment plan, Prognosis for rehabilitation | 27546-1 |  | nan |  | LOINC_db
LN | 27547-9 | Deprecated Cardiac rehabilitation treatment plan, Estimated date of completion Date | 27547-9 |  | nan |  | LOINC_db
LN | 27548-7 | Deprecated Cardiac rehabilitation treatment plan, Date of last plan of treatment certification | 27548-7 |  | nan |  | LOINC_db
LN | 27549-5 | Deprecated Cardiac rehabilitation treatment plan, Past medical history and Level of function (narrative) | 27549-5 |  | nan |  | LOINC_db
LN | 28010-7 | EKG Report (narrative) | 28010-7 |  | nan |  | LOINC_db
LN | 28032-1 | Deprecated Cardiac echo, study | 28032-1 |  | nan |  | LOINC_db
LN | 28139-4 | Blood pressure alteration [CCC] | 28139-4 |  | nan |  | LOINC_db
LN | 28149-3 | Cardiac output alteration [CCC] | 28149-3 |  | nan |  | LOINC_db
LN | 28150-1 | Cardiovascular alteration [CCC] | 28150-1 |  | nan |  | LOINC_db
LN | 28230-1 | Tissue perfusion alteration [CCC] | 28230-1 |  | nan |  | LOINC_db
LN | 29418-1 | Pulmonary vein - right upper Maximum blood flow velocity during diastole by US.doppler | 29418-1 |  | m/s; cm/s |  | LOINC_db
LN | 29419-9 | Pulmonary vein - right upper Maximum blood flow velocity during systole/Maximum blood flow velocity during diastole by US.doppler | 29419-9 |  | {index};{ratio} |  | LOINC_db
LN | 29420-7 | Pulmonary vein - right lower Maximum blood flow velocity during systole by US.doppler | 29420-7 |  | m/s; cm/s |  | LOINC_db
LN | 29421-5 | Pulmonary vein - right lower Maximum blood flow velocity during diastole by US.doppler | 29421-5 |  | m/s; cm/s |  | LOINC_db
LN | 29422-3 | Pulmonary vein - right lower Maximum blood flow velocity during systole/Maximum blood flow velocity during diastole by US.doppler | 29422-3 |  | {index};{ratio} |  | LOINC_db
LN | 29423-1 | Pulmonary vein - left upper Maximum blood flow velocity during systole by US.doppler | 29423-1 |  | m/s; cm/s |  | LOINC_db
LN | 29424-9 | Pulmonary vein - left upper Maximum blood flow velocity during diastole by US.doppler | 29424-9 |  | m/s; cm/s |  | LOINC_db
LN | 29425-6 | Pulmonary vein - left upper Maximum blood flow velocity during systole/Maximum blood flow velocity during diastole by US.doppler | 29425-6 |  | {index};{ratio} |  | LOINC_db
LN | 29426-4 | Pulmonary vein - left lower Maximum blood flow velocity during systole by US.doppler | 29426-4 |  | m/s; cm/s |  | LOINC_db
LN | 29427-2 | Pulmonary vein - left lower Maximum blood flow velocity during diastole by US.doppler | 29427-2 |  | m/s; cm/s |  | LOINC_db
LN | 29428-0 | Pulmonary vein - left lower Maximum blood flow velocity during systole/Maximum blood flow velocity during diastole by US.doppler | 29428-0 |  | {index};{ratio} |  | LOINC_db
LN | 29429-8 | Inferior vena cava Diameter by US --inspiration | 29429-8 |  | cm | cm | LOINC_db
LN | 29430-6 | Interventricular septum Thickness during diastole by US 2D | 29430-6 |  | mm | mm | LOINC_db
LN | 29431-4 | Interventricular septum Thickness during diastole by US.M-mode | 29431-4 |  | mm | mm | LOINC_db
LN | 29432-2 | Interventricular septum Thickness during systole by US 2D | 29432-2 |  | mm | mm | LOINC_db
LN | 29433-0 | Interventricular septum Thickness during systole by US.M-mode | 29433-0 |  | mm | mm | LOINC_db
LN | 29434-8 | Left ventricular Fractional shortening minor axis by US 2D | 29434-8 |  | % | % | LOINC_db
LN | 29435-5 | Left ventricular Fractional shortening minor axis by US.M-mode | 29435-5 |  | % | % | LOINC_db
LN | 29436-3 | Left ventricular Internal diameter minor axis diastole by US | 29436-3 |  | cm | cm | LOINC_db
LN | 29437-1 | Left ventricular Internal diameter minor axis diastole by US.M-mode | 29437-1 |  | cm | cm | LOINC_db
LN | 29438-9 | Left ventricular Internal diameter minor axis systole by US | 29438-9 |  | cm | cm | LOINC_db
LN | 29439-7 | Left ventricular Internal diameter minor axis systole by US.M-mode | 29439-7 |  | cm | cm | LOINC_db
LN | 29440-5 | Left ventricular Thickness septal wall/Thickness posterior wall by US 2D | 29440-5 |  | {ratio} |  | LOINC_db
LN | 29441-3 | Left ventricular Thickness septal wall/Thickness posterior wall by US.M-mode | 29441-3 |  | {ratio} |  | LOINC_db
LN | 29442-1 | Left ventricular posterior wall Thickness during diastole by US 2D | 29442-1 |  | mm | mm | LOINC_db
LN | 29443-9 | Left ventricular posterior wall Thickness during diastole by US.M-mode | 29443-9 |  | cm | cm | LOINC_db
LN | 29444-7 | Left ventricular posterior wall Thickness during systole by US 2D | 29444-7 |  | mm | mm | LOINC_db
LN | 29445-4 | Left ventricular posterior wall Thickness during systole by US.M-mode | 29445-4 |  | cm | cm | LOINC_db
LN | 29446-2 | Left ventricular posterior wall Thickening.fractional change by US 2D | 29446-2 |  | % | % | LOINC_db
LN | 29447-0 | Left ventricular posterior wall Thickening.fractional change by US.M-mode | 29447-0 |  | % | % | LOINC_db
LN | 29448-8 | Mitral valve Effective regurgitant orifice area by US.doppler+Calculated by PISA method | 29448-8 |  | cm2 | cm2 | LOINC_db
LN | 29449-6 | Mitral valve Regurgitant volume by US.doppler+Calculated by PISA method | 29449-6 |  | cm3 | cm3 | LOINC_db
LN | 29450-4 | Pulmonary vein Maximum blood flow velocity during systole by US.doppler | 29450-4 |  | m/s; cm/s |  | LOINC_db
LN | 29451-2 | Pulmonary vein Maximum blood flow velocity during diastole by US.doppler | 29451-2 |  | m/s; cm/s |  | LOINC_db
LN | 29452-0 | Pulmonary vein Maximum blood flow velocity during systole/Maximum blood flow velocity during diastole by US.doppler derived | 29452-0 |  | {index};{ratio} |  | LOINC_db
LN | 29453-8 | Pulmonary vein Maximum A wave reversal by US.doppler | 29453-8 |  | nan |  | LOINC_db
LN | 29454-6 | Pulmonary vein - right upper Maximum blood flow velocity during systole by US.doppler | 29454-6 |  | m/s; cm/s |  | LOINC_db
LN | 29455-3 | Pulmonary vein - right upper Maximum blood flow velocity during systole/Maximum blood flow velocity during diastole by US.doppler derived | 29455-3 |  | {index};{ratio} |  | LOINC_db
LN | 29456-1 | Pulmonary vein - right lower Maximum blood flow velocity during systole/Maximum blood flow velocity during diastole by US.doppler derived | 29456-1 |  | {index};{ratio} |  | LOINC_db
LN | 29457-9 | Pulmonary vein - left upper Maximum blood flow velocity during systole/Maximum blood flow velocity during diastole by US.doppler derived | 29457-9 |  | {index};{ratio} |  | LOINC_db
LN | 29458-7 | Pulmonary vein - left lower Maximum blood flow velocity during systole/Maximum blood flow velocity during diastole by US.doppler derived | 29458-7 |  | {index};{ratio} |  | LOINC_db
LN | 29459-5 | Inferior vena cava Diameter by US --expiration | 29459-5 |  | cm | cm | LOINC_db
LN | 29460-3 | Aorta Maximum coarctation flow [Velocity] by US.doppler | 29460-3 |  | m/s; cm/s |  | LOINC_db
LN | 29461-1 | Ventricular septal Defect.velocity.systole.maximum by US.doppler | 29461-1 |  | nan |  | LOINC_db
LN | 29462-9 | Pulmonic flow/Systemic flow by US.doppler | 29462-9 |  | {index};{ratio} |  | LOINC_db
LN | 29464-5 | Pulmonary vein Maximum blood flow velocity during systole/Maximum blood flow velocity during diastole by US.doppler | 29464-5 |  | {index};{ratio} |  | LOINC_db
LN | 29465-2 | Left ventricular End-systolic volume by US.Teichholz.calculated | 29465-2 |  | mL | mL | LOINC_db
LN | 29466-0 | Right atrial Superior-Inferior [Length] by US.2D.A4C | 29466-0 |  | nan |  | LOINC_db
LN | 29467-8 | Left atrial Superior-Inferior [Length] by US.2D.A4C | 29467-8 |  | nan |  | LOINC_db
LN | 29468-6 | Left atrial Diameter anterior-posterior systole by US 2D | 29468-6 |  | mm | mm | LOINC_db
LN | 29469-4 | Left atrial Major axis diameter anterior-posterior systole by US 2D | 29469-4 |  | mm | mm | LOINC_db
LN | 29470-2 | Mitral valve annulus Blood velocity-time integral by US.calculated | 29470-2 |  | nan |  | LOINC_db
LN | 29471-0 | Hepatic vein Maximum blood flow velocity during systole by US.doppler | 29471-0 |  | m/s; cm/s |  | LOINC_db
LN | 29472-8 | Hepatic vein Maximum blood flow velocity during diastole by US.doppler | 29472-8 |  | m/s; cm/s |  | LOINC_db
LN | 29473-6 | Hepatic vein Maximum blood flow velocity during systole/Maximum blood flow velocity during diastole by US.doppler | 29473-6 |  | {ratio} |  | LOINC_db
LN | 29474-4 | Hepatic vein Maximum A wave reversal by US.doppler | 29474-4 |  | nan |  | LOINC_db
LN | 29475-1 | Hepatic vein Maximum blood flow velocity during systole by US.doppler --inspiration | 29475-1 |  | m/s; cm/s |  | LOINC_db
LN | 29476-9 | Hepatic vein Maximum blood flow velocity during diastole by US.doppler --inspiration | 29476-9 |  | m/s; cm/s |  | LOINC_db
LN | 29477-7 | Hepatic vein Maximum blood flow velocity during systole/Maximum blood flow velocity during diastole by US.doppler --inspiration | 29477-7 |  | {ratio} |  | LOINC_db
LN | 29478-5 | Hepatic vein Maximum A wave reversal by US.doppler --inspiration | 29478-5 |  | nan |  | LOINC_db
LN | 29479-3 | Hepatic vein Maximum blood flow velocity during systole by US.doppler --expiration | 29479-3 |  | m/s; cm/s |  | LOINC_db
LN | 29480-1 | Hepatic vein Maximum blood flow velocity during diastole by US.doppler --expiration | 29480-1 |  | m/s; cm/s |  | LOINC_db
LN | 29481-9 | Hepatic vein Maximum blood flow velocity during systole/Maximum blood flow velocity during diastole by US.doppler --expiration | 29481-9 |  | {ratio} |  | LOINC_db
LN | 29482-7 | Hepatic vein Maximum A wave reversal by US.doppler --expiration | 29482-7 |  | nan |  | LOINC_db
LN | 29483-5 | Hepatic vein Maximum blood flow velocity during systole/Maximum blood flow velocity during diastole by US.doppler derived | 29483-5 |  | {ratio} |  | LOINC_db
LN | 29484-3 | Hepatic vein Maximum blood flow velocity during systole/Maximum blood flow velocity during diastole by US.doppler derived --inspiration | 29484-3 |  | {ratio} |  | LOINC_db
LN | 29485-0 | Hepatic vein Maximum blood flow velocity during systole/Maximum blood flow velocity during diastole by US.doppler derived --expiration | 29485-0 |  | {ratio} |  | LOINC_db
LN | 29486-8 | Left atrial appendage Maximum emptying [Velocity] by US.doppler | 29486-8 |  | m/s; cm/s |  | LOINC_db
LN | 29487-6 | Aortic valve Orifice area by US.2D+Measured by planimetry | 29487-6 |  | cm2 | cm2 | LOINC_db
LN | 29886-9 | Encephalomyocarditis virus neutralizing antibody [Titer] in Serum by Neutralization test | 29886-9 |  | {titer} |  | LOINC_db
LN | 30164-8 | Nut Allergen Mix (Cashew+Pecan or Hickory nut+English walnut) IgE Ab [Presence] in Serum by Multidisk | 30164-8 |  | nan |  | LOINC_db
LN | 30703-3 | US Guidance for fluid aspiration of Pericardial space | 30703-3 |  | nan |  | LOINC_db
LN | 30935-1 | ST deviation | 30935-1 |  | mV |  | LOINC_db
LN | 31994-7 | Basophils/Leukocytes in Pericardial fluid by Manual count | 31994-7 |  | % | % | LOINC_db
LN | 32013-5 | Eosinophils/Leukocytes in Pericardial fluid by Manual count | 32013-5 |  | % | % | LOINC_db
LN | 32027-5 | Monocytes+Macrophages/Leukocytes in Pericardial fluid by Manual count | 32027-5 |  | % | % | LOINC_db
LN | 32036-6 | Granulocytes [Presence] in Pericardial fluid by Wright stain | 32036-6 |  | nan |  | LOINC_db
LN | 32193-5 | Monocytes+Macrophages [Presence] in Pericardial fluid by Light microscopy | 32193-5 |  | nan |  | LOINC_db
LN | 32202-4 | Unidentified cells [#/volume] in Pericardial fluid by Manual count | 32202-4 |  | 10*3/uL |  | LOINC_db
LN | 34534-8 | 12 lead EKG panel | 34534-8 |  | nan |  | LOINC_db
LN | 34552-0 | Cardiac 2D echo panel | 34552-0 |  | nan |  | LOINC_db
LN | 34849-0 | Cardiothoracic Surgery Consult Note | 34849-0 |  | nan |  | LOINC_db
LN | 34850-8 | Cardiothoracic Surgery Outpatient Note | 34850-8 |  | nan |  | LOINC_db
LN | 36009-9 | MRA Heart | 36009-9 |  | nan |  | LOINC_db
LN | 36091-7 | MR Heart limited | 36091-7 |  | nan |  | LOINC_db
LN | 36197-2 | MR Heart W contrast IV | 36197-2 |  | nan |  | LOINC_db
LN | 36357-2 | MR Heart WO and W contrast IV | 36357-2 |  | nan |  | LOINC_db
LN | 36482-8 | MR Heart WO contrast | 36482-8 |  | nan |  | LOINC_db
LN | 36934-8 | CT Heart for calcium scoring | 36934-8 |  | nan |  | LOINC_db
LN | 36935-5 | CT Heart for calcium scoring W contrast IV | 36935-5 |  | nan |  | LOINC_db
LN | 37434-8 | MR Heart cine for function | 37434-8 |  | nan |  | LOINC_db
LN | 38398-4 | Crystals [type] in Pericardial fluid by Light microscopy | 38398-4 |  | nan |  | LOINC_db
LN | 39140-9 | MR Heart cine for blood flow velocity mapping | 39140-9 |  | nan |  | LOINC_db
LN | 39170-6 | Cardiac screen results indicator CPHS | 39170-6 |  | nan |  | LOINC_db
LN | 39171-4 | Cardiac screen follow-up status CPHS | 39171-4 |  | nan |  | LOINC_db
LN | 39172-2 | Cardiac screen finding recency CPHS | 39172-2 |  | nan |  | LOINC_db
LN | 39257-1 | Cardiac screen assessment Set CPHS | 39257-1 |  | nan |  | LOINC_db
LN | 39647-3 | SPECT Heart W Tc-99m Tetrofosmin IV | 39647-3 |  | nan |  | LOINC_db
LN | 39648-1 | SPECT Heart W dipyridamole IV | 39648-1 |  | nan |  | LOINC_db
LN | 39649-9 | SPECT Heart | 39649-9 |  | nan |  | LOINC_db
LN | 39650-7 | NM Heart Views | 39650-7 |  | nan |  | LOINC_db
LN | 39651-5 | NM Heart Views W adenosine and W Tl-201 IV | 39651-5 |  | nan |  | LOINC_db
LN | 39652-3 | NM Heart Views W dobutamine and W Tl-201 IV | 39652-3 |  | nan |  | LOINC_db
LN | 39653-1 | NM Heart Views for infarct | 39653-1 |  | nan |  | LOINC_db
LN | 39654-9 | SPECT Heart for infarct W Tc-99m PYP IV | 39654-9 |  | nan |  | LOINC_db
LN | 39655-6 | SPECT Heart for infarct W Tc-99m Sestamibi IV | 39655-6 |  | nan |  | LOINC_db
LN | 39656-4 | SPECT Heart for infarct | 39656-4 |  | nan |  | LOINC_db
LN | 39657-2 | NM Heart Views for infarct W Tc-99m PYP IV | 39657-2 |  | nan |  | LOINC_db
LN | 39658-0 | SPECT Heart at rest and W radionuclide IV | 39658-0 |  | nan |  | LOINC_db
LN | 39659-8 | Deprecated Heart Scintigraphy at rest & W Tl-201 IV | 39659-8 |  | nan |  | LOINC_db
LN | 39660-6 | NM Heart Views at rest and W dipyridamole and W radionuclide IV | 39660-6 |  | nan |  | LOINC_db
LN | 39661-4 | NM Heart Views at rest and W dobutamine and W radionuclide IV | 39661-4 |  | nan |  | LOINC_db
LN | 39662-2 | SPECT Heart at rest and W stress and W Tc-99m Sestamibi IV | 39662-2 |  | nan |  | LOINC_db
LN | 39663-0 | NM Heart Views at rest and W stress and W radionuclide IV | 39663-0 |  | nan |  | LOINC_db
LN | 39664-8 | NM Heart Views for shunt detection W Tc-99m MAA IV | 39664-8 |  | nan |  | LOINC_db
LN | 39665-5 | NM Heart Views for shunt detection | 39665-5 |  | nan |  | LOINC_db
LN | 39666-3 | NM Heart Views W stress and W 201 Th IV | 39666-3 |  | nan |  | LOINC_db
LN | 39667-1 | NM Heart Views W stress and W radionuclide IV | 39667-1 |  | nan |  | LOINC_db
LN | 39668-9 | SPECT Heart W stress and W radionuclide IV | 39668-9 |  | nan |  | LOINC_db
LN | 39699-4 | NM Heart Perfusion at rest and W Tc-99m Sestamibi IV | 39699-4 |  | nan |  | LOINC_db
LN | 39700-0 | SPECT Heart perfusion W adenosine and W radionuclide IV | 39700-0 |  | nan |  | LOINC_db
LN | 39701-8 | NM Heart Perfusion W adenosine and W radionuclide IV | 39701-8 |  | nan |  | LOINC_db
LN | 39702-6 | NM Heart Perfusion W dobutamine and W Tc-99m Sestamibi IV | 39702-6 |  | nan |  | LOINC_db
LN | 39703-4 | NM Heart Perfusion W dobutamine IV | 39703-4 |  | nan |  | LOINC_db
LN | 39704-2 | NM Heart Perfusion W Tc-99m Sestamibi IV | 39704-2 |  | nan |  | LOINC_db
LN | 39705-9 | NM Heart Perfusion W dipyridamole and W Tc-99m Sestamibi IV | 39705-9 |  | nan |  | LOINC_db
LN | 39706-7 | Deprecated Heart Scintigraphy perfusion W dipyridamole & W Tc-99m Sestamibi IV | 39706-7 |  | nan |  | LOINC_db
LN | 39707-5 | NM Heart Perfusion W dipyridamole and W Tl-201 IV | 39707-5 |  | nan |  | LOINC_db
LN | 39708-3 | NM Heart Perfusion W dipyridamole IV | 39708-3 |  | nan |  | LOINC_db
LN | 39709-1 | NM Heart Perfusion W dipyridamole and W Tc-99m IV | 39709-1 |  | nan |  | LOINC_db
LN | 39710-9 | SPECT Heart perfusion W Tc-99m Sestamibi IV | 39710-9 |  | nan |  | LOINC_db
LN | 39711-7 | SPECT Heart perfusion W Tl-201 IV | 39711-7 |  | nan |  | LOINC_db
LN | 39712-5 | SPECT Heart perfusion | 39712-5 |  | nan |  | LOINC_db
LN | 39713-3 | NM Heart Perfusion W Tl-201 IV and W Tc-99m Tetrofosmin IV | 39713-3 |  | nan |  | LOINC_db
LN | 39714-1 | NM Heart Perfusion W Tl-201 IV | 39714-1 |  | nan |  | LOINC_db
LN | 39715-8 | NM Heart Perfusion W stress and W Tl-201 IV | 39715-8 |  | nan |  | LOINC_db
LN | 39716-6 | NM Heart Perfusion | 39716-6 |  | nan |  | LOINC_db
LN | 39717-4 | Deprecated Heart Scintigraphy perfusion at rest & W Tc-99m Sestamibi IV | 39717-4 |  | nan |  | LOINC_db
LN | 39718-2 | SPECT Heart perfusion at rest and W radionuclide IV | 39718-2 |  | nan |  | LOINC_db
LN | 39719-0 | NM Heart Perfusion at rest and W adenosine and W radionuclide IV | 39719-0 |  | nan |  | LOINC_db
LN | 39720-8 | NM Heart Perfusion at rest and W dipyridamole and W Tc-99m Sestamibi IV | 39720-8 |  | nan |  | LOINC_db
LN | 39721-6 | Deprecated Heart Scintigraphy perfusion at rest & W stress & W Tc-99m Sestamibi IV | 39721-6 |  | nan |  | LOINC_db
LN | 39722-4 | NM Heart Perfusion at rest and W dipyridamole and W radionuclide IV | 39722-4 |  | nan |  | LOINC_db
LN | 39723-2 | SPECT Heart perfusion at rest and W stress and W Tl-201 IV | 39723-2 |  | nan |  | LOINC_db
LN | 39724-0 | SPECT Heart perfusion at rest and W stress and W radionuclide IV | 39724-0 |  | nan |  | LOINC_db
LN | 39725-7 | SPECT Heart perfusion at rest and W adenosine and W Tl-201 IV | 39725-7 |  | nan |  | LOINC_db
LN | 39726-5 | NM Heart Perfusion at rest and W stress and W radionuclide IV | 39726-5 |  | nan |  | LOINC_db
LN | 39727-3 | NM Heart Perfusion at rest and W stress and W Tc-99m Sestamibi IV | 39727-3 |  | nan |  | LOINC_db
LN | 39728-1 | NM Heart Perfusion at rest and W radionuclide IV | 39728-1 |  | nan |  | LOINC_db
LN | 39729-9 | SPECT Heart perfusion at rest and W Tl-201 IV | 39729-9 |  | nan |  | LOINC_db
LN | 39730-7 | NM Heart Perfusion W stress and W radionuclide IV | 39730-7 |  | nan |  | LOINC_db
LN | 39731-5 | NM Heart Perfusion W adenosine and W Tc-99m Sestamibi IV | 39731-5 |  | nan |  | LOINC_db
LN | 39732-3 | NM Heart Perfusion W stress and W Tc-99m Sestamibi IV | 39732-3 |  | nan |  | LOINC_db
LN | 39733-1 | NM Heart Perfusion W dobutamine and W Tl-201 IV | 39733-1 |  | nan |  | LOINC_db
LN | 39734-9 | SPECT Heart perfusion W stress and W radionuclide IV | 39734-9 |  | nan |  | LOINC_db
LN | 39735-6 | NM Heart Perfusion W adenosine and W Tl-201 IV | 39735-6 |  | nan |  | LOINC_db
LN | 39736-4 | SPECT Heart perfusion W stress and W Tc-99m Sestamibi IV | 39736-4 |  | nan |  | LOINC_db
LN | 39860-2 | NM Heart Blood pool W stress and W radionuclide IV | 39860-2 |  | nan |  | LOINC_db
LN | 39861-0 | NM Heart Blood pool | 39861-0 |  | nan |  | LOINC_db
LN | 39862-8 | SPECT Heart blood pool at rest and W radionuclide IV | 39862-8 |  | nan |  | LOINC_db
LN | 39863-6 | NM Heart First pass at rest and W stress and W radionuclide IV | 39863-6 |  | nan |  | LOINC_db
LN | 39864-4 | NM Heart First pass | 39864-4 |  | nan |  | LOINC_db
LN | 39865-1 | NM Left ventricle First pass | 39865-1 |  | nan |  | LOINC_db
LN | 39866-9 | NM Heart First pass at rest and W Tc-99m Sestamibi IV | 39866-9 |  | nan |  | LOINC_db
LN | 39867-7 | NM Heart First pass at rest and W radionuclide IV | 39867-7 |  | nan |  | LOINC_db
LN | 39868-5 | NM Heart First pass W stress and W Tc-99m Sestamibi IV | 39868-5 |  | nan |  | LOINC_db
LN | 39869-3 | NM Heart First pass W stress and W radionuclide IV | 39869-3 |  | nan |  | LOINC_db
LN | 39870-1 | NM Heart Views for blood flow W Tc-99m pertechnetate IV | 39870-1 |  | nan |  | LOINC_db
LN | 39871-9 | NM Heart Views for blood flow | 39871-9 |  | nan |  | LOINC_db
LN | 39872-7 | SPECT Heart wall motion | 39872-7 |  | nan |  | LOINC_db
LN | 39873-5 | NM Heart Wall motion | 39873-5 |  | nan |  | LOINC_db
LN | 39885-9 | NM Heart First pass and Ventricular volume | 39885-9 |  | nan |  | LOINC_db
LN | 39886-7 | NM Heart First pass and Wall motion at rest and W radionuclide IV | 39886-7 |  | nan |  | LOINC_db
LN | 39887-5 | NM Heart First pass and Ejection fraction at rest and W radionuclide IV | 39887-5 |  | nan |  | LOINC_db
LN | 39888-3 | NM Heart First pass and Wall motion W stress and W radionuclide IV | 39888-3 |  | nan |  | LOINC_db
LN | 39889-1 | NM Heart First pass and Ejection fraction | 39889-1 |  | nan |  | LOINC_db
LN | 39890-9 | NM Heart First pass and Wall motion | 39890-9 |  | nan |  | LOINC_db
LN | 39891-7 | NM Heart Views for infarct and first pass W Tc-99m PYP IV | 39891-7 |  | nan |  | LOINC_db
LN | 39892-5 | NM Heart Views for infarct and first pass | 39892-5 |  | nan |  | LOINC_db
LN | 39893-3 | NM Heart Views for blood flow and shunt detection | 39893-3 |  | nan |  | LOINC_db
LN | 39894-1 | Deprecated NM Heart Static Views for shunt detection | 39894-1 |  | nan |  | LOINC_db
LN | 39895-8 | NM Gallbladder Views for ejection fraction W Tc-99m DISIDA IV | 39895-8 |  | nan |  | LOINC_db
LN | 39908-9 | NM Heart First pass and Wall motion and Ventricular volume W stress and W radionuclide IV | 39908-9 |  | nan |  | LOINC_db
LN | 39909-7 | NM Heart First pass and Wall motion and Ventricular volume and Ejection fraction W stress and W radionuclide IV | 39909-7 |  | nan |  | LOINC_db
LN | 39910-5 | NM Heart First pass and Wall motion and Ejection fraction | 39910-5 |  | nan |  | LOINC_db
LN | 39911-3 | Deprecated Heart Scan first pass & wall motion & ejection fraction single view | 39911-3 |  | nan |  | LOINC_db
LN | 39912-1 | NM Heart First pass and Wall motion and Ventricular volume and Ejection fraction | 39912-1 |  | nan |  | LOINC_db
LN | 39913-9 | SPECT Heart gated and ejection fraction | 39913-9 |  | nan |  | LOINC_db
LN | 39914-7 | NM Heart Gated W Tc-99m Sestamibi IV | 39914-7 |  | nan |  | LOINC_db
LN | 39915-4 | NM Heart Gated | 39915-4 |  | nan |  | LOINC_db
LN | 39916-2 | SPECT Heart gated | 39916-2 |  | nan |  | LOINC_db
LN | 39917-0 | NM Heart Gated and Ejection fraction | 39917-0 |  | nan |  | LOINC_db
LN | 39918-8 | SPECT Heart gated and wall motion | 39918-8 |  | nan |  | LOINC_db
LN | 39919-6 | NM Heart Gated and First pass | 39919-6 |  | nan |  | LOINC_db
LN | 39920-4 | NM Heart Gated at rest and W Tc-99m Sestamibi IV | 39920-4 |  | nan |  | LOINC_db
LN | 39921-2 | NM Heart Gated at rest and W radionuclide IV | 39921-2 |  | nan |  | LOINC_db
LN | 39922-0 | NM Heart Gated at rest and W Tc-99m pertechnetate IV | 39922-0 |  | nan |  | LOINC_db
LN | 39923-8 | NM Heart Gated and Ejection fraction at rest and W radionuclide IV | 39923-8 |  | nan |  | LOINC_db
LN | 39924-6 | NM Heart Gated at rest and W stress and W radionuclide IV | 39924-6 |  | nan |  | LOINC_db
LN | 39925-3 | NM Heart Gated and Wall motion and Ejection fraction at rest and W radionuclide IV | 39925-3 |  | nan |  | LOINC_db
LN | 39926-1 | Deprecated Heart Scintigraphy gated W stress & W radionuclide IV | 39926-1 |  | nan |  | LOINC_db
LN | 39927-9 | NM Heart Gated W stress and W Tc-99m pertechnetate IV | 39927-9 |  | nan |  | LOINC_db
LN | 39928-7 | NM Heart Gated W stress and W radionuclide IV | 39928-7 |  | nan |  | LOINC_db
LN | 39929-5 | NM Heart Gated and Wall motion W stress and W radionuclide IV | 39929-5 |  | nan |  | LOINC_db
LN | 39930-3 | SPECT Heart gated W stress and W radionuclide IV | 39930-3 |  | nan |  | LOINC_db
LN | 39931-1 | NM Heart Gated and Wall motion and Ejection fraction | 39931-1 |  | nan |  | LOINC_db
LN | 39932-9 | NM Heart Wall motion and Ejection fraction | 39932-9 |  | nan |  | LOINC_db
LN | 40523-3 | Histiocytes/cells in Pericardial fluid by Manual count | 40523-3 |  | % | % | LOINC_db
LN | 40524-1 | Macrophages/Leukocytes in Pericardial fluid by Manual count | 40524-1 |  | % | % | LOINC_db
LN | 40525-8 | Monocytes/Leukocytes in Pericardial fluid by Manual count | 40525-8 |  | % | % | LOINC_db
LN | 40526-6 | Plasma cells/Leukocytes in Pericardial fluid by Manual count | 40526-6 |  | % | % | LOINC_db
LN | 41598-4 | Bacteria [Presence] in Pericardial fluid by Light microscopy | 41598-4 |  | nan |  | LOINC_db
LN | 41919-2 | Heart rate device Vendor software version | 41919-2 |  | nan |  | LOINC_db
LN | 42136-2 | CT Guidance for biopsy of Heart | 42136-2 |  | nan |  | LOINC_db
LN | 42148-7 | US Heart | 42148-7 |  | nan |  | LOINC_db
LN | 42161-0 | NM Heart Views W dobutamine IV | 42161-0 |  | nan |  | LOINC_db
LN | 42166-9 | NM Heart 2 Views at rest and W Tl-201 IV | 42166-9 |  | nan |  | LOINC_db
LN | 42181-8 | Myocardium Ab [Presence] in Serum by Immunofluorescence | 42181-8 |  | nan |  | LOINC_db
LN | 42306-1 | NM Heart Gated and Wall motion | 42306-1 |  | nan |  | LOINC_db
LN | 42309-5 | NM Heart Views at rest and W stress and W Tl-201 IV | 42309-5 |  | nan |  | LOINC_db
LN | 42463-0 | US Guidance for biopsy of Endomyocardium | 42463-0 |  | nan |  | LOINC_db
LN | 42707-0 | US Heart limited | 42707-0 |  | nan |  | LOINC_db
LN | 43365-6 | Nocardia sp identified in Specimen by Organism specific culture | 43365-6 |  | nan |  | LOINC_db
LN | 43460-5 | Deprecated Heart Scan during electroconvulsive shock treatment | 43460-5 |  | nan |  | LOINC_db
LN | 43549-5 | Deprecated Heart Scan perfusion W stress | 43549-5 |  | nan |  | LOINC_db
LN | 43645-1 | NM Heart Qualitative Views for infarct | 43645-1 |  | nan |  | LOINC_db
LN | 43646-9 | NM Heart Qualitative and Quantitative Views for infarct | 43646-9 |  | nan |  | LOINC_db
LN | 43647-7 | NM Heart Quantitative Views for infarct | 43647-7 |  | nan |  | LOINC_db
LN | 43658-4 | NM Heart Perfusion quantitative | 43658-4 |  | nan |  | LOINC_db
LN | 43659-2 | SPECT Heart perfusion qualitative at rest and W radionuclide IV | 43659-2 |  | nan |  | LOINC_db
LN | 43660-0 | NM Heart Perfusion qualitative at rest and W radionuclide IV | 43660-0 |  | nan |  | LOINC_db
LN | 43661-8 | NM Heart Perfusion quantitative at rest and W radionuclide IV | 43661-8 |  | nan |  | LOINC_db
LN | 43777-2 | NM Heart Perfusion at rest and W adenosine and W Tl-201 IV | 43777-2 |  | nan |  | LOINC_db
LN | 44042-0 | Basophils [Presence] in Pericardial fluid by Light microscopy | 44042-0 |  | nan |  | LOINC_db
LN | 44126-1 | MR Heart cine for blood flow velocity mapping W contrast IV | 44126-1 |  | nan |  | LOINC_db
LN | 44127-9 | MR Heart limited cine for function | 44127-9 |  | nan |  | LOINC_db
LN | 44137-8 | PT Heart | 44137-8 |  | nan |  | LOINC_db
LN | 44143-6 | NM Heart Views W Tc-99m tagged RBC IV | 44143-6 |  | nan |  | LOINC_db
LN | 44151-9 | SPECT Heart W Tc-99m Sestamibi IV | 44151-9 |  | nan |  | LOINC_db
LN | 44154-3 | SPECT Heart W dipyridamole and W Tc-99m Sestamibi IV | 44154-3 |  | nan |  | LOINC_db
LN | 44886-0 | Malignant cells [#/volume] in Pericardial fluid by Manual count | 44886-0 |  | 10*3/uL |  | LOINC_db
LN | 44897-7 | Malignant cells/cells in Pericardial fluid by Manual count | 44897-7 |  | % | % | LOINC_db
LN | 44970-2 | Cardiac monitor interpretation Narrative | 44970-2 |  | nan |  | LOINC_db
LN | 45646-7 | Other cardiovascular disease [Minimum Data Set] | 45646-7 |  | nan |  | LOINC_db
LN | 46213-5 | Tilt table study | 46213-5 |  | nan |  | LOINC_db
LN | 46214-3 | Intracardiac ablation study | 46214-3 |  | nan |  | LOINC_db
LN | 46395-0 | SPECT Heart gated and ejection fraction at rest and W stress and W radionuclide IV | 46395-0 |  | nan |  | LOINC_db
LN | 46396-8 | SPECT Heart gated at rest and W Tc-99m Sestamibi IV | 46396-8 |  | nan |  | LOINC_db
LN | 46707-6 | Food Allergen Mix 22 (Cashew+Pecan or Hickory nut+Walnut+Pistachio) IgE Ab [Units/volume] in Serum by Multidisk | 46707-6 |  | k[IU]/L |  | LOINC_db
LN | 48554-0 | Myocardium Ab [Titer] in Pleural fluid by Immunofluorescence | 48554-0 |  | {titer} |  | LOINC_db
LN | 49563-0 | Troponin I.cardiac [Mass/volume] in Serum or Plasma by Detection limit <= 0.01 ng/mL | 49563-0 |  | ng/mL |  | LOINC_db
LN | 49566-3 | SPECT Heart at rest and W Tc-99m Sestamibi IV | 49566-3 |  | nan |  | LOINC_db
LN | 49567-1 | SPECT Heart perfusion W adenosine and W Tc-99m Sestamibi IV | 49567-1 |  | nan |  | LOINC_db
LN | 49568-9 | SPECT Heart perfusion at rest and W stress and W Tl-201 IV and W Tc-99m Sestamibi IV | 49568-9 |  | nan |  | LOINC_db
LN | 49569-7 | SPECT Heart perfusion and wall motion at rest and W stress and W Tl-201 IV and W Tc-99m Sestamibi IV | 49569-7 |  | nan |  | LOINC_db
LN | 49966-5 | Granulocytes/Leukocytes in Pericardial fluid by Manual count | 49966-5 |  | % | % | LOINC_db
LN | 52189-8 | Deprecated Cardiac rehabilitation treatment plan, Date range (from/through) DateRange | 52189-8 |  | nan |  | LOINC_db
LN | 52190-6 | Deprecated Cardiac rehabilitation treatment plan, Date range (from/through) of hospitalization leading to treatment | 52190-6 |  | nan |  | LOINC_db
LN | 52191-4 | Cardiac rehabilitation treatment plan, Referral information Set | 52191-4 |  | nan |  | LOINC_db
LN | 52192-2 | Deprecated Cardiac rehabilitation treatment plan, Referral information (narrative) | 52192-2 |  | nan |  | LOINC_db
LN | 52193-0 | Deprecated Cardiac rehabilitation treatment plan, Referring person name | 52193-0 |  | nan |  | LOINC_db
LN | 52194-8 | Deprecated Cardiac rehabilitation treatment plan, Referring person identifier | 52194-8 |  | nan |  | LOINC_db
LN | 52195-5 | Deprecated Cardiac rehabilitation treatment plan, Date patient referred for treatment | 52195-5 |  | nan |  | LOINC_db
LN | 52196-3 | Cardiac rehabilitation treatment plan, Responsible attending physician information Set | 52196-3 |  | nan |  | LOINC_db
LN | 52197-1 | Cardiac rehabilitation treatment plan, Responsible rehabilitation professional information Set | 52197-1 |  | nan |  | LOINC_db
LN | 52198-9 | Deprecated Cardiac rehabilitation treatment plan, Medication rate Flow | 52198-9 |  | nan |  | LOINC_db
LN | 52199-7 | Deprecated Cardiac rehabilitation treatment plan, Medication timing TQ2 | 52199-7 |  | nan |  | LOINC_db
LN | 52200-3 | Deprecated Cardiac rehabilitation treatment plan, Date range certifying the plan of care DateRange | 52200-3 |  | nan |  | LOINC_db
LN | 52201-1 | Deprecated Cardiac rehabilitation treatment plan, Physician certification statement (narrative) | 52201-1 |  | nan |  | LOINC_db
LN | 52202-9 | Deprecated Cardiac rehabilitation treatment plan, Actual start of care date | 52202-9 |  | nan |  | LOINC_db
LN | 52203-7 | Deprecated Cardiac rehabilitation treatment plan, Past medical history (narrative) | 52203-7 |  | nan |  | LOINC_db
LN | 52204-5 | Cardiac rehabilitation treatment plan, Level of function Set | 52204-5 |  | nan |  | LOINC_db
LN | 52205-2 | Deprecated Cardiac rehabilitation treatment plan, Prior level of function (narrative) | 52205-2 |  | nan |  | LOINC_db
LN | 52206-0 | Deprecated Cardiac rehabilitation treatment plan, Current level of function (narrative) | 52206-0 |  | nan |  | LOINC_db
LN | 52207-8 | Cardiac rehabilitation treatment plan, Assessment information Set | 52207-8 |  | nan |  | LOINC_db
LN | 52208-6 | Deprecated Cardiac rehabilitation treatment plan, Assessment indicator | 52208-6 |  | nan |  | LOINC_db
LN | 52209-4 | Deprecated Cardiac rehabilitation treatment plan, Functional status (narrative) | 52209-4 |  | nan |  | LOINC_db
LN | 52210-2 | Deprecated Cardiac rehabilitation treatment plan, Activities permitted (narrative) | 52210-2 |  | nan |  | LOINC_db
LN | 52211-0 | Deprecated Cardiac rehabilitation treatment plan, Mental status (narrative) | 52211-0 |  | nan |  | LOINC_db
LN | 52212-8 | Deprecated Cardiac rehabilitation treatment plan, Additional assessment (narrative) | 52212-8 |  | nan |  | LOINC_db
LN | 52213-6 | Deprecated Cardiac rehabilitation treatment plan, Treatment encounter (narrative) | 52213-6 |  | nan |  | LOINC_db
LN | 52214-4 | Cardiac rehabilitation treatment plan Progress note and attainment of goals Set | 52214-4 |  | nan |  | LOINC_db
LN | 52215-1 | Deprecated Cardiac rehabilitation treatment plan Progress note and attainment of goals date range | 52215-1 |  | nan |  | LOINC_db
LN | 52431-4 | Deprecated Cardiac rehabilitation treatment plan, Medication identifier | 52431-4 |  | nan |  | LOINC_db
LN | 52432-2 | Deprecated Cardiac rehabilitation treatment plan, Medication name Identifier | 52432-2 |  | nan |  | LOINC_db
LN | 5260-5 | Myocardium Ab [Titer] in Serum by Immunofluorescence | 5260-5 |  | {titer} |  | LOINC_db
LN | 52815-8 | Nucleated cells [#/volume] in Pericardial fluid by Automated count | 52815-8 |  | 10*3/uL |  | LOINC_db
LN | 53655-7 | Fetal Heart Diameter transverse US | 53655-7 |  | mm | mm | LOINC_db
LN | 53656-5 | Fetal Heart Diameter.anterior-posterior US | 53656-5 |  | mm | mm | LOINC_db
LN | 53657-3 | Fetal Heart Circumference US | 53657-3 |  | cm | cm | LOINC_db
LN | 53660-7 | Fetal Heart Narrative Study observation US | 53660-7 |  | nan |  | LOINC_db
LN | 53673-0 | Fetal Right ventricle Diameter during diastole US | 53673-0 |  | mm | mm | LOINC_db
LN | 53685-4 | Fetal Left ventricle Diameter during diastole US | 53685-4 |  | mm | mm | LOINC_db
LN | 53915-5 | Microscopic observation [Identifier] in Pericardial fluid by Rhodamine-auramine fluorochrome stain | 53915-5 |  | nan |  | LOINC_db
LN | 55406-3 | Left ventricular Cardiac ejection fraction method | 55406-3 |  | nan |  | LOINC_db
LN | 55601-9 | Microscopic observation [Identifier] in Pericardial fluid by Cyto stain | 55601-9 |  | nan |  | LOINC_db
LN | 56633-1 | Myocardium IgG Ab [Titer] in Serum by Immunofluorescence | 56633-1 |  | {titer} |  | LOINC_db
LN | 56715-6 | Bacteria identified in Pericardial fluid by Culture | 56715-6 |  | nan |  | LOINC_db
LN | 57167-9 | Cardiothoracic Surgery Referral Note | 57167-9 |  | nan |  | LOINC_db
LN | 57842-7 | Erythrocytes [#/volume] in Pericardial fluid by Automated count | 57842-7 |  | 10*6/uL |  | LOINC_db
LN | 57846-8 | Leukocytes [#/volume] in Pericardial fluid by Automated count | 57846-8 |  | 10*3/uL |  | LOINC_db
LN | 58244-5 | Deprecated PhenX measure - sudden cardiac arrest | 58244-5 |  | nan |  | LOINC_db
LN | 58245-2 | Deprecated PhenX measure - myocardial infarction | 58245-2 |  | nan |  | LOINC_db
LN | 58744-4 | CT Heart | 58744-4 |  | nan |  | LOINC_db
LN | 58749-3 | MR Heart W stress and WO and W contrast IV | 58749-3 |  | nan |  | LOINC_db
LN | 58750-1 | MR Heart W stress | 58750-1 |  | nan |  | LOINC_db
LN | 58905-1 | Nucleated cells [#/volume] in Pericardial fluid by Manual count | 58905-1 |  | 10*3/uL |  | LOINC_db
LN | 59073-7 | Heart Circumference, transverse by US | 59073-7 |  | cm | cm | LOINC_db
LN | 59074-5 | Heart circumference, transverse/Thorax circumference by US | 59074-5 |  | {ratio} |  | LOINC_db
LN | 59075-2 | Heart Cross-sectional, transverse [Area] by US | 59075-2 |  | cm2 | cm2 | LOINC_db
LN | 59076-0 | Heart cross-sectional, transverse/Thorax, transverse by US | 59076-0 |  | {index};{ratio} |  | LOINC_db
LN | 59077-8 | Heart Foramen ovale diameter/Aortic root diameter by US | 59077-8 |  | {ratio} |  | LOINC_db
LN | 59078-6 | Heart Left ventricular diameter/Right ventricular diameter by US | 59078-6 |  | {ratio} |  | LOINC_db
LN | 59079-4 | Pulmonary vein Peak reversal velocity by US --during atrial contraction | 59079-4 |  | nan |  | LOINC_db
LN | 59080-2 | Heart valve Peak E wave by US | 59080-2 |  | nan |  | LOINC_db
LN | 59081-0 | Heart valve Peak A wave by US | 59081-0 |  | nan |  | LOINC_db
LN | 59082-8 | Heart valve Closure to opening [Time] by US | 59082-8 |  | ms | ms | LOINC_db
LN | 59083-6 | Heart Isovolumic relaxation time by US | 59083-6 |  | ms | ms | LOINC_db
LN | 59084-4 | Heart Isovolumic contraction time by US | 59084-4 |  | ms | ms | LOINC_db
LN | 59085-1 | Heart valve Pre ejection time by US | 59085-1 |  | ms | ms | LOINC_db
LN | 59086-9 | Left ventricular Ejection time heart rate-corrected by US | 59086-9 |  | ms | ms | LOINC_db
LN | 59087-7 | Ventricular Pre ejection time heart rate-corrected by US | 59087-7 |  | ms | ms | LOINC_db
LN | 59088-5 | Ventricular Pre ejection time/Ejection time by US | 59088-5 |  | {index};{ratio} |  | LOINC_db
LN | 59089-3 | Region of interest Thickness by US | 59089-3 |  | mm | mm | LOINC_db
LN | 59090-1 | Region of interest Internal dimension by US | 59090-1 |  | cm | cm | LOINC_db
LN | 59091-9 | Heart valve D-E excursion [Length] by US | 59091-9 |  | mm | mm | LOINC_db
LN | 59092-7 | Region of interest Thickening by US | 59092-7 |  | mm | mm | LOINC_db
LN | 59093-5 | Epicardial area by US | 59093-5 |  | cm2 | cm2 | LOINC_db
LN | 59094-3 | Endocardial area by US | 59094-3 |  | cm2 | cm2 | LOINC_db
LN | 59095-0 | Ventricular QRS to S wave peak [Time] by US | 59095-0 |  | ms | ms | LOINC_db
LN | 59096-8 | Ventricular QRS to E wave peak [Time] by US | 59096-8 |  | ms | ms | LOINC_db
LN | 59097-6 | Left ventricular Meridional wall stress [Pressure] by US | 59097-6 |  | gf/cm2 |  | LOINC_db
LN | 59098-4 | Mitral valve E-septal separation [Length] by US | 59098-4 |  | mm | mm | LOINC_db
LN | 59099-2 | Ventricular Myocardial performance index (Tei) by US | 59099-2 |  | {index};{ratio} |  | LOINC_db
LN | 59100-8 | Heart valve A-wave amplitude [Length] by US | 59100-8 |  | mm | mm | LOINC_db
LN | 59101-6 | Pulmonary artery Pressure by derived by US | 59101-6 |  | mm[Hg] |  | LOINC_db
LN | 59102-4 | Flow radius by US | 59102-4 |  | mm | mm | LOINC_db
LN | 59103-2 | Heart valve A-C interval by US | 59103-2 |  | ms | ms | LOINC_db
LN | 59104-0 | Heart valve Peak E wave/Peak A wave by US | 59104-0 |  | {ratio} |  | LOINC_db
LN | 59105-7 | A-wave duration by US | 59105-7 |  | ms | ms | LOINC_db
LN | 59106-5 | Peak pressure gradient by US --at stenosis | 59106-5 |  | mm[Hg] |  | LOINC_db
LN | 59107-3 | Peak velocity by US --at stenosis | 59107-3 |  | nan |  | LOINC_db
LN | 59108-1 | Body region Envelope duration by US | 59108-1 |  | ms | ms | LOINC_db
LN | 59109-9 | Heart valve Leaflet separation [Length] by US | 59109-9 |  | mm | mm | LOINC_db
LN | 59110-7 | Heart valve Leaflet thickness by US | 59110-7 |  | mm | mm | LOINC_db
LN | 59111-5 | Heart valve E velocity/Annulus E wave by US | 59111-5 |  | {index};{ratio} |  | LOINC_db
LN | 59112-3 | Circulatory system Pulmonary vein A duration/Mitral vave A duration by US | 59112-3 |  | {index};{ratio} |  | LOINC_db
LN | 59113-1 | Pulmonary vein+Mitral valve Pulmonary vein A VTI/Mitral valve VTI by US | 59113-1 |  | nan |  | LOINC_db
LN | 59114-9 | Pulmonary vein A duration to Mitral valve A duration difference by US | 59114-9 |  | ms | ms | LOINC_db
LN | 59115-6 | Heart valve Flow propagation velocity by US | 59115-6 |  | m/s; cm/s |  | LOINC_db
LN | 59116-4 | Aortic sinotubular junction diameter/Aortic root diameter by US | 59116-4 |  | {ratio} |  | LOINC_db
LN | 59117-2 | Left ventricular Mean circumferential fiber shortening [Velocity] by US | 59117-2 |  | mL | mL | LOINC_db
LN | 59118-0 | Left ventricular Mean circumferential fiber shortening [Velocity] heart rate-corrected by US | 59118-0 |  | mL | mL | LOINC_db
LN | 59119-8 | Ventricular Diastolic filling period by US | 59119-8 |  | ms | ms | LOINC_db
LN | 59120-6 | dP/dt [Pressure rate] by US | 59120-6 |  | {ratio} |  | LOINC_db
LN | 59121-4 | Time to peak by US | 59121-4 |  | nan |  | LOINC_db
LN | 59122-2 | Heart valve C-E distance [Length] by US | 59122-2 |  | mm | mm | LOINC_db
LN | 59123-0 | Heart valve Jet cross-section [Area] by US | 59123-0 |  | cm2 | cm2 | LOINC_db
LN | 59124-8 | Left ventricular Velocity-time integral (VTI) for the area under E wave by US | 59124-8 |  | cm | cm | LOINC_db
LN | 59125-5 | Left ventricular Velocity-time integral (VTI) for the area under A wave by US | 59125-5 |  | cm | cm | LOINC_db
LN | 59126-3 | Pulmonic valve B-C slope [Velocity] by US | 59126-3 |  | nan |  | LOINC_db
LN | 59127-1 | Heart valve D-E slope [Velocity] by US | 59127-1 |  | nan |  | LOINC_db
LN | 59128-9 | Heart valve E-F slope [Velocity] by US | 59128-9 |  | nan |  | LOINC_db
LN | 59129-7 | Left ventricular E-wave/A-wave by US | 59129-7 |  | {ratio} |  | LOINC_db
LN | 59130-5 | Equipment Alias velocity by US | 59130-5 |  | nan |  | LOINC_db
LN | 59131-3 | Atrium Left atrium volume/Right atrium volume by US | 59131-3 |  | {ratio} |  | LOINC_db
LN | 59132-1 | Heart.XXX Fractional shortening by US | 59132-1 |  | % | % | LOINC_db
LN | 59133-9 | Heart.XXX Tissue velocity by US | 59133-9 |  | nan |  | LOINC_db
LN | 59255-0 | Deprecated Chest>Heart.atrium.left+Pulmonary veins CT angiogram and 3D reconstruction W contrast IV | 59255-0 |  | nan |  | LOINC_db
LN | 59281-6 | US Heart Transthoracic | 59281-6 |  | nan |  | LOINC_db
LN | 59282-4 | Cardiac stress echo study | 59282-4 |  | nan |  | LOINC_db
LN | 60018-9 | Lactate dehydrogenase [Enzymatic activity/volume] in Pericardial fluid by Pyruvate to lactate reaction | 60018-9 |  | U/L |  | LOINC_db
LN | 60019-7 | Lactate dehydrogenase [Enzymatic activity/volume] in Pericardial fluid by Lactate to pyruvate reaction | 60019-7 |  | U/L |  | LOINC_db
LN | 60492-6 | Hypertrophic cardiomyopathy gene targeted mutation analysis in Blood or Tissue by Molecular genetics method | 60492-6 |  | nan |  | LOINC_db
LN | 60960-2 | ST amplitude.lead AI | 60960-2 |  | mV |  | LOINC_db
LN | 60961-0 | ST amplitude.lead AS | 60961-0 |  | mV |  | LOINC_db
LN | 60962-8 | ST amplitude.derived lead V1 | 60962-8 |  | mV |  | LOINC_db
LN | 60963-6 | ST amplitude.derived lead V2 | 60963-6 |  | mV |  | LOINC_db
LN | 60964-4 | ST amplitude.derived lead V3 | 60964-4 |  | mV |  | LOINC_db
LN | 60965-1 | ST amplitude.derived lead V4 | 60965-1 |  | mV |  | LOINC_db
LN | 60966-9 | ST amplitude.derived lead V5 | 60966-9 |  | mV |  | LOINC_db
LN | 60967-7 | ST amplitude.derived lead V6 | 60967-7 |  | mV |  | LOINC_db
LN | 60968-5 | ST amplitude.lead ES | 60968-5 |  | mV |  | LOINC_db
LN | 60969-3 | ST amplitude.lead MCL | 60969-3 |  | mV |  | LOINC_db
LN | 60970-1 | ST amplitude.lead MCL1 | 60970-1 |  | mV |  | LOINC_db
LN | 60971-9 | ST amplitude.lead MCL6 | 60971-9 |  | mV |  | LOINC_db
LN | 60972-7 | ST amplitude.precordial lead | 60972-7 |  | mV |  | LOINC_db
LN | 60973-5 | Left ventricular Pre ejection Time | 60973-5 |  | ms | ms | LOINC_db
LN | 60974-3 | Left ventricular Ejection Time | 60974-3 |  | ms | ms | LOINC_db
LN | 60976-8 | Right ventricular Work [Energy] | 60976-8 |  | gf.m |  | LOINC_db
LN | 60977-6 | Left ventricular Work [Energy] | 60977-6 |  | gf.m |  | LOINC_db
LN | 60988-3 | Left atrial pressure | 60988-3 |  | mm[Hg] |  | LOINC_db
LN | 60989-1 | Left atrial pressure Systolic | 60989-1 |  | mm[Hg] |  | LOINC_db
LN | 60996-6 | Right atrial pressure | 60996-6 |  | mm[Hg] |  | LOINC_db
LN | 60997-4 | Right atrial pressure Diastolic | 60997-4 |  | mm[Hg] |  | LOINC_db
LN | 60998-2 | Right atrial pressure Systolic | 60998-2 |  | mm[Hg] |  | LOINC_db
LN | 61014-7 | Left ventricular Cardiac output by Intermitent measure | 61014-7 |  | L/min |  | LOINC_db
LN | 62396-7 | PhenX - sudden cardiac arrest protocol 040701 | 62396-7 |  | nan |  | LOINC_db
LN | 62397-5 | PhenX - myocardial infarct protocol 040801 | 62397-5 |  | nan |  | LOINC_db
LN | 62813-1 | Deprecated PhenX measure - cardiorespiratory fitness - exercise | 62813-1 |  | nan |  | LOINC_db
LN | 62814-9 | PhenX - cardiorespiratory fitness - 1 mile walk protocol 150101 | 62814-9 |  | nan |  | LOINC_db
LN | 62815-6 | PhenX - cardiorespiratory fitness - treadmill protocol 150102 | 62815-6 |  | nan |  | LOINC_db
LN | 62846-1 | Deprecated PhenX measure - cardiorespiratory fitness - non-exercise | 62846-1 |  | nan |  | LOINC_db
LN | 62847-9 | PhenX - cardiorespiratory fitness - non-exercise protocol 151401 | 62847-9 |  | nan |  | LOINC_db
LN | 63151-5 | Food Allergen Mix 46 (Cashew+Pecan or Hickory nut+Chestnut+Walnut+Pistachio) IgG Ab [Mass/volume] in Serum by Multidisk | 63151-5 |  | ug/mL |  | LOINC_db
LN | 63199-4 | Food Allergen Mix 46 (Cashew+Pecan or Hickory nut+Chestnut+Walnut+Pistachio) IgE Ab [Units/volume] in Serum by Multidisk | 63199-4 |  | k[IU]/L |  | LOINC_db
LN | 64060-7 | Cardiothoracic Surgery Hospital Admission Evaluation Note | 64060-7 |  | nan |  | LOINC_db
LN | 64061-5 | Cardiothoracic Surgery Hospital Progress Note | 64061-5 |  | nan |  | LOINC_db
LN | 64073-0 | Cardiothoracic Surgery Attending Hospital Note | 64073-0 |  | nan |  | LOINC_db
LN | 64074-8 | Cardiothoracic Surgery Medical Student Hospital Admission Evaluation Note | 64074-8 |  | nan |  | LOINC_db
LN | 64075-5 | Cardiothoracic Surgery Medical Student Hospital Progress Note | 64075-5 |  | nan |  | LOINC_db
LN | 64076-3 | Cardiothoracic Surgery Medical Student Hospital Consult Note | 64076-3 |  | nan |  | LOINC_db
LN | 65850-0 | Hard coronary heart disease 10Y risk [#] Framingham.The Adult Treatment Panel III 2001 | 65850-0 |  | nan |  | LOINC_db
LN | 65851-8 | Coronary heart disease 10Y risk [#] Framingham.Wilson 1998 | 65851-8 |  | nan |  | LOINC_db
LN | 65852-6 | Coronary heart disease 2Y risk [#] Framingham.D'Agostino 2000 | 65852-6 |  | nan |  | LOINC_db
LN | 65853-4 | General cardiovascular disease 10Y risk [#] Framingham.D'Agostino | 65853-4 |  | nan |  | LOINC_db
LN | 65854-2 | Intermittent claudication 4Y risk [#] Framingham.Murabito 1997 | 65854-2 |  | nan |  | LOINC_db
LN | 65855-9 | Stroke 10Y risk [#] Framingham.D'Agostino 1994 | 65855-9 |  | nan |  | LOINC_db
LN | 65856-7 | Atrial fibrillation 10Y risk [#] Framingham.Schnabel 2009 | 65856-7 |  | nan |  | LOINC_db
LN | 65857-5 | Coronary heart disease 10Y risk [#] Reynolds.Ridker 2007 | 65857-5 |  | nan |  | LOINC_db
LN | 65858-3 | Coronary event 10Y risk [#] PROCAM.QuickCheck.Cullen 1997 | 65858-3 |  | nan |  | LOINC_db
LN | 65859-1 | Coronary event 10Y risk [#] PROCAM.HealthCheck.Cullen 1997 | 65859-1 |  | nan |  | LOINC_db
LN | 65860-9 | Cardiovascular disease 10Y risk [#] SCORE.PC.Conroy 2003 | 65860-9 |  | {score} |  | LOINC_db
LN | 65861-7 | Cardiovascular disease 10Y risk [#] SCORE.Quick.Conroy 2003 | 65861-7 |  | nan |  | LOINC_db
LN | 65862-5 | Recurring coronary heart disease 2Y risk [#] Framingham.D'Agostino 2000 | 65862-5 |  | nan |  | LOINC_db
LN | 65863-3 | Heart failure 4Y risk [#] Framingham.Kannel 1999 | 65863-3 |  | nan |  | LOINC_db
LN | 65864-1 | Stroke after atrial fibrillation 5 year risk [#] Framingham.Wang 2003 | 65864-1 |  | nan |  | LOINC_db
LN | 65865-8 | Stroke or death after atrial fibrillation 5 year risk [#] Framingham.Wang 2003 | 65865-8 |  | nan |  | LOINC_db
LN | 65995-3 | Thought echo [DI-PAD] | 65995-3 |  | nan |  | LOINC_db
LN | 66624-8 | Myocardial infarction [Reported] | 66624-8 |  | nan |  | LOINC_db
LN | 66627-1 | Pericarditis for 6 months, or pericardiectomy [Reported] | 66627-1 |  | nan |  | LOINC_db
LN | 67151-1 | Troponin T.cardiac [Mass/volume] in Serum or Plasma by High sensitivity method | 67151-1 |  | ng/L |  | LOINC_db
LN | 67529-8 | Physical findings of Heart NEMSIS | 67529-8 |  | nan |  | LOINC_db
LN | 67799-7 | EMS cardiac arrest event Narrative NEMSIS | 67799-7 |  | nan |  | LOINC_db
LN | 68369-8 | Nuclear Ab [Presence] in Pericardial fluid by Immunofluorescence | 68369-8 |  | nan |  | LOINC_db
LN | 68373-0 | Nuclear Ab [Titer] in Pericardial fluid by Immunofluorescence | 68373-0 |  | {titer} |  | LOINC_db
LN | 68382-1 | pH of Pericardial fluid by Test strip | 68382-1 |  | [pH] | [pH] | LOINC_db
LN | 68384-7 | Specific gravity of Pericardial fluid by Refractometry | 68384-7 |  | nan |  | LOINC_db
LN | 68393-8 | Basophils [#/volume] in Pericardial fluid by Manual count | 68393-8 |  | 10*3/uL |  | LOINC_db
LN | 68398-7 | Eosinophils [#/volume] in Pericardial fluid by Manual count | 68398-7 |  | 10*3/uL |  | LOINC_db
LN | 68404-3 | Lymphocytes [#/volume] in Pericardial fluid by Manual count | 68404-3 |  | 10*3/uL |  | LOINC_db
LN | 68408-4 | Macrophages [#/volume] in Pericardial fluid by Manual count | 68408-4 |  | 10*3/uL |  | LOINC_db
LN | 68414-2 | Mesothelial cells [#/volume] in Pericardial fluid by Manual count | 68414-2 |  | 10*3/uL |  | LOINC_db
LN | 68420-9 | Monocytes [#/volume] in Pericardial fluid by Manual count | 68420-9 |  | 10*3/uL |  | LOINC_db
LN | 68425-8 | Neutrophils [#/volume] in Pericardial fluid by Manual count | 68425-8 |  | 10*3/uL |  | LOINC_db
LN | 68428-2 | Leukocytes other [#/volume] in Pericardial fluid by Manual count | 68428-2 |  | 10*3/uL |  | LOINC_db
LN | 68481-1 | Cardiothoracic Surgery Attending Hospital Progress Note | 68481-1 |  | nan |  | LOINC_db
LN | 68621-2 | Heart Failure+Transplant Cardiology Note | 68621-2 |  | nan |  | LOINC_db
LN | 68622-0 | Heart Failure+Transplant Cardiology History and Physical Note | 68622-0 |  | nan |  | LOINC_db
LN | 68623-8 | Heart Failure+Transplant Cardiology Preoperative Evaluation and Management Note | 68623-8 |  | nan |  | LOINC_db
LN | 68624-6 | Heart Failure+Transplant Cardiology Hospital Letter | 68624-6 |  | nan |  | LOINC_db
LN | 68718-6 | Pediatric Cardiology Diagnostic Study Note | 68718-6 |  | nan |  | LOINC_db
LN | 68719-4 | Pediatric Cardiology Discharge Summary | 68719-4 |  | nan |  | LOINC_db
LN | 68721-0 | Pediatric Cardiology History and Physical Note | 68721-0 |  | nan |  | LOINC_db
LN | 68722-8 | Pediatric Cardiology Note | 68722-8 |  | nan |  | LOINC_db
LN | 68723-6 | Pediatric Cardiology Preoperative Evaluation and Management Note | 68723-6 |  | nan |  | LOINC_db
LN | 68724-4 | Pediatric Cardiology Procedure Note | 68724-4 |  | nan |  | LOINC_db
LN | 68725-1 | Pediatric Cardiology Progress Note | 68725-1 |  | nan |  | LOINC_db
LN | 68726-9 | Pediatric Cardiology Transfer Summary Note | 68726-9 |  | nan |  | LOINC_db
LN | 68727-7 | Pediatric Cardiology Hospital Consult Note | 68727-7 |  | nan |  | LOINC_db
LN | 68728-5 | Pediatric Cardiology Hospital Letter | 68728-5 |  | nan |  | LOINC_db
LN | 68956-2 | DNA double strand IgG Ab [Units/volume] in Pericardial fluid by Immunoassay | 68956-2 |  | [IU]/L |  | LOINC_db
LN | 69231-9 | NM Heart Views W stress and W Tc-99m IV | 69231-9 |  | nan |  | LOINC_db
LN | 69232-7 | NM Heart Views W stress and W Tc-99m Sestamibi IV | 69232-7 |  | nan |  | LOINC_db
LN | 70036-9 | Granulocytes/Leukocytes in Pericardial fluid by Automated count | 70036-9 |  | % | % | LOINC_db
LN | 70037-7 | Mononuclear cells/Leukocytes in Pericardial fluid by Automated count | 70037-7 |  | % | % | LOINC_db
LN | 70045-0 | Granulocytes [#/volume] in Pericardial fluid by Automated count | 70045-0 |  | /uL |  | LOINC_db
LN | 70046-8 | Mononuclear cells [#/volume] in Pericardial fluid by Automated count | 70046-8 |  | /uL |  | LOINC_db
LN | 71599-5 | Mesothelial cells/Leukocytes [Pure number fraction] in Pericardial fluid by Manual count | 71599-5 |  | nan |  | LOINC_db
LN | 71600-1 | Macrophages/Leukocytes [Pure number fraction] in Pericardial fluid by Manual count | 71600-1 |  | nan |  | LOINC_db
LN | 71601-9 | Leukocytes other/Leukocytes [Pure number fraction] in Pericardial fluid by Manual count | 71601-9 |  | nan |  | LOINC_db
LN | 71602-7 | Basophils/Leukocytes [Pure number fraction] in Pericardial fluid by Manual count | 71602-7 |  | nan |  | LOINC_db
LN | 71603-5 | Eosinophils/Leukocytes [Pure number fraction] in Pericardial fluid by Manual count | 71603-5 |  | nan |  | LOINC_db
LN | 71604-3 | Monocytes/Leukocytes [Pure number fraction] in Pericardial fluid by Manual count | 71604-3 |  | nan |  | LOINC_db
LN | 71605-0 | Lymphocytes/Leukocytes [Pure number fraction] in Pericardial fluid by Manual count | 71605-0 |  | nan |  | LOINC_db
LN | 71606-8 | Neutrophils/Leukocytes [Pure number fraction] in Pericardial fluid by Manual count | 71606-8 |  | nan |  | LOINC_db
LN | 71941-9 | Kansas City Cardiomyopathy Questionnaire [KCCQ] | 71941-9 |  | nan |  | LOINC_db
LN | 74236-1 | Unidentified cells/Leukocytes in Pericardial fluid by Manual count | 74236-1 |  | % | % | LOINC_db
LN | 75352-5 | Other cells/Leukocytes in Pericardial fluid by Manual count | 75352-5 |  | % | % | LOINC_db
LN | 75656-9 | Mononuclear cells [#] in Pericardial fluid by Manual count | 75656-9 |  | {#} |  | LOINC_db
LN | 75659-3 | Granulocytes [#] in Pericardial fluid by Manual count | 75659-3 |  | {#} |  | LOINC_db
LN | 75779-9 | Thoughts on cardiopulmonary resuscitation (CPR) Narrative - Reported | 75779-9 |  | nan |  | LOINC_db
LN | 75919-1 | Left ventricular Cardiac index | 75919-1 |  | L/(min.m2) |  | LOINC_db
LN | 75933-2 | Left atrial pressure Diastolic | 75933-2 |  | mm[Hg] |  | LOINC_db
LN | 75986-0 | Velocity index Aorta Non-invasive impedance cardiography (NI-ICG) | 75986-0 |  | cm/s | cm/s | LOINC_db
LN | 75988-6 | Left ventricular End diastolic volume | 75988-6 |  | mL | mL | LOINC_db
LN | 75989-4 | Left ventricular End systolic volume | 75989-4 |  | mL | mL | LOINC_db
LN | 76000-9 | Paced heart rate by EKG | 76000-9 |  | /min | 1/min | LOINC_db
LN | 76047-0 | ST amplitude.lead V1 | 76047-0 |  | mV |  | LOINC_db
LN | 76048-8 | ST amplitude.lead V2 | 76048-8 |  | mV |  | LOINC_db
LN | 76049-6 | ST amplitude.lead V3 | 76049-6 |  | mV |  | LOINC_db
LN | 76050-4 | ST amplitude.lead V4 | 76050-4 |  | mV |  | LOINC_db
LN | 76051-2 | ST amplitude.lead V5 | 76051-2 |  | mV |  | LOINC_db
LN | 76052-0 | ST amplitude.lead V6 | 76052-0 |  | mV |  | LOINC_db
LN | 76053-8 | ST amplitude.lead I | 76053-8 |  | mV |  | LOINC_db
LN | 76054-6 | ST amplitude.lead II | 76054-6 |  | mV |  | LOINC_db
LN | 76055-3 | ST amplitude.lead III | 76055-3 |  | mV |  | LOINC_db
LN | 76056-1 | ST amplitude.lead aVF | 76056-1 |  | mV |  | LOINC_db
LN | 76057-9 | ST amplitude.lead aVL | 76057-9 |  | mV |  | LOINC_db
LN | 76058-7 | ST amplitude.lead aVR | 76058-7 |  | mV |  | LOINC_db
LN | 76092-6 | Maximum gradient during systole [Pressure] Aortic valve | 76092-6 |  | mm[Hg] |  | LOINC_db
LN | 76126-2 | Premature ventricular contractions [#] | 76126-2 |  | {beats} |  | LOINC_db
LN | 76281-5 | Type of arrhythmia on EKG | 76281-5 |  | nan |  | LOINC_db
LN | 76282-3 | Heart rate.beat-to-beat by EKG | 76282-3 |  | {beats}/min |  | LOINC_db
LN | 76297-1 | Left ventricular Stroke volume index | 76297-1 |  | mL/m2 | mL/m2 | LOINC_db
LN | 76322-7 | Systolic time ratio | 76322-7 |  | {ratio} |  | LOINC_db
LN | 76399-5 | Troponin I.cardiac [Presence] in Serum, Plasma or Blood by Rapid immunoassay | 76399-5 |  | nan |  | LOINC_db
LN | 76476-1 | Heart rate by Transthoracic impedance | 76476-1 |  | {beats}/min |  | LOINC_db
LN | 76519-8 | Left ventricular Cardiac output by Continuous | 76519-8 |  | L/min |  | LOINC_db
LN | 76527-1 | Left ventricular Work/Body surface area [Energy/Area] by Non-invasive impedance cardiography (NI-ICG) | 76527-1 |  | gf.m/m2 |  | LOINC_db
LN | 76547-9 | Left ventricular End-diastolic volume by US.M-mode+Calculated by cube method | 76547-9 |  | mL | mL | LOINC_db
LN | 76548-7 | Left ventricular End-diastolic volume by US.2D+Calculated by cube method | 76548-7 |  | mL | mL | LOINC_db
LN | 76549-5 | Left ventricular End-diastolic volume by US.2D+Calculated by Teichholz method | 76549-5 |  | mL | mL | LOINC_db
LN | 76550-3 | Left ventricular End-diastolic volume by US.M-mode+Calculated by Gibson method | 76550-3 |  | mL | mL | LOINC_db
LN | 76551-1 | Left ventricular End-diastolic volume by US.2D+Calculated by Gibson method | 76551-1 |  | mL | mL | LOINC_db
LN | 76552-9 | Left ventricular End-systolic volume by US.M-mode+Calculated by cube method | 76552-9 |  | mL | mL | LOINC_db
LN | 76553-7 | Left ventricular End-systolic volume by US.2D+Calculated by cube method | 76553-7 |  | mL | mL | LOINC_db
LN | 76554-5 | Left ventricular End-systolic volume by US.2D+Calculated by Teichholz method | 76554-5 |  | mL | mL | LOINC_db
LN | 76555-2 | Left ventricular End-systolic volume by US.M-mode+Calculated by Gibson method | 76555-2 |  | mL | mL | LOINC_db
LN | 76556-0 | Left ventricular End-systolic volume by US.2D+Calculated by Gibson method | 76556-0 |  | mL | mL | LOINC_db
LN | 76557-8 | Left ventricular End-systolic volume by US.2D+Calculated by modified Simpson method | 76557-8 |  | mL | mL | LOINC_db
LN | 76558-6 | Left ventricular Stroke volume by US.M-mode+Calculated by cube method | 76558-6 |  | mL | mL | LOINC_db
LN | 76559-4 | Left ventricular Stroke volume by US.2D+Calculated by cube method | 76559-4 |  | mL | mL | LOINC_db
LN | 76560-2 | Left ventricular Stroke volume by US.M-mode+Calculated by Teichholz method | 76560-2 |  | mL | mL | LOINC_db
LN | 76561-0 | Left ventricular Stroke volume by US.2D+Calculated by Teichholz method | 76561-0 |  | mL | mL | LOINC_db
LN | 76562-8 | Left ventricular Stroke volume by US.M-mode+Calculated by Gibson method | 76562-8 |  | mL | mL | LOINC_db
LN | 76563-6 | Left ventricular Stroke volume by US.2D+Calculated by Gibson method | 76563-6 |  | mL | mL | LOINC_db
LN | 76564-4 | Left ventricular Cardiac output by US.M-mode+Calculated | 76564-4 |  | L/min |  | LOINC_db
LN | 76565-1 | Left ventricular Cardiac output by US.2D+Calculated | 76565-1 |  | L/min |  | LOINC_db
LN | 76566-9 | Left ventricular Cardiac output by US.M-mode+Calculated by cube method | 76566-9 |  | L/min |  | LOINC_db
LN | 76567-7 | Left ventricular Cardiac output by US.2D+Calculated by cube method | 76567-7 |  | L/min |  | LOINC_db
LN | 76568-5 | Left ventricular Cardiac output by US.M-mode+Calculated by Teichholz method | 76568-5 |  | L/min |  | LOINC_db
LN | 76569-3 | Left ventricular Cardiac output by US.2D+Calculated by Teichholz method | 76569-3 |  | L/min |  | LOINC_db
LN | 76570-1 | Left ventricular Cardiac output by US.M-mode+Calculated by Gibson method | 76570-1 |  | L/min |  | LOINC_db
LN | 76571-9 | Left ventricular Cardiac output by US.2D+Calculated by Gibson method | 76571-9 |  | L/min |  | LOINC_db
LN | 76634-5 | Q-T interval corrected based on Fridericia formula | 76634-5 |  | s | s | LOINC_db
LN | 76635-2 | Q-T interval corrected based on Bazett formula | 76635-2 |  | s | s | LOINC_db
LN | 76636-0 | R wave amplitude.V5+S wave amplitude.V1 | 76636-0 |  | mV |  | LOINC_db
LN | 76637-8 | Total beats during EKG | 76637-8 |  | {#} |  | LOINC_db
LN | 76638-6 | R-R interval (Maximum value during study) by EKG | 76638-6 |  | s | s | LOINC_db
LN | 76639-4 | R-R interval (Minimum value during study) by EKG | 76639-4 |  | s | s | LOINC_db
LN | 76640-2 | Coronary artery catheterization study | 76640-2 |  | nan |  | LOINC_db
LN | 76642-8 | Percutaneous coronary intervention study | 76642-8 |  | nan |  | LOINC_db
LN | 76643-6 | R-R interval.standard deviation (Heart rate variability) by EKG | 76643-6 |  | s | s | LOINC_db
LN | 76644-4 | R-R interval.coefficient of variation by EKG | 76644-4 |  | % | % | LOINC_db
LN | 76645-1 | Cardiac stress test EKG study Type | 76645-1 |  | nan |  | LOINC_db
LN | 76646-9 | R wave amplitude.V6+S wave amplitude.V1 | 76646-9 |  | mV |  | LOINC_db
LN | 77195-6 | Cardio-ankle vascular index Calculated | 77195-6 |  | {ratio} |  | LOINC_db
LN | 77196-4 | Pulse wave velocity | 77196-4 |  | cm/s | cm/s | LOINC_db
LN | 77197-2 | Noninvasive arteriosclerosis studies panel | 77197-2 |  | nan |  | LOINC_db
LN | 77889-4 | Left ventricular Ejection fraction by US.M-mode+Calculated by cube method | 77889-4 |  | % | % | LOINC_db
LN | 77890-2 | Left ventricular Ejection fraction by US.2D+Calculated by cube method | 77890-2 |  | % | % | LOINC_db
LN | 77891-0 | Left ventricular Ejection fraction by US.2D+Calculated by Teichholz method | 77891-0 |  | % | % | LOINC_db
LN | 77892-8 | Left ventricular Ejection fraction by US.2D+Calculated by modified Simpson method | 77892-8 |  | % | % | LOINC_db
LN | 77893-6 | Left ventricular Myocardial mass by US.M-mode+Calculated by cube method | 77893-6 |  | g | g | LOINC_db
LN | 77894-4 | Left ventricular Myocardial mass by US.2D+Calculated by truncated ellipsoid method | 77894-4 |  | g | g | LOINC_db
LN | 77895-1 | Left ventricular Myocardial mass by US.2D+Calculated by Devereux method | 77895-1 |  | g | g | LOINC_db
LN | 77896-9 | Left ventricular Myocardial mass by US.2D+Calculated by area-length method | 77896-9 |  | g | g | LOINC_db
LN | 77897-7 | Left ventricular Myocardial mass/Body surface area [Mass/Area] by US 2D | 77897-7 |  | g/m2 | g/m2 | LOINC_db
LN | 77898-5 | Left ventricular Myocardial mass/Body surface area [Mass/Area] by US.M-mode+Calculated by cube method | 77898-5 |  | g/m2 | g/m2 | LOINC_db
LN | 77899-3 | Left ventricular Myocardial mass/Body surface area [Mass/Area] by US.2D+Calculated by truncated ellipsoid method | 77899-3 |  | g/m2 | g/m2 | LOINC_db
LN | 77900-9 | Left ventricular Myocardial mass/Body surface area [Mass/Area] by US.2D+Calculated by area-length method | 77900-9 |  | g/m2 | g/m2 | LOINC_db
LN | 77901-7 | Right ventricular Minor axis at end diastole.parasternal long axis [Length] by US 2D | 77901-7 |  | cm | cm | LOINC_db
LN | 77902-5 | Right ventricular Minor axis at end diastole [Length] by US.2D.A4C | 77902-5 |  | cm | cm | LOINC_db
LN | 77903-3 | Tricuspid valve annulus Excursion distance during systole by US.M-mode | 77903-3 |  | cm | cm | LOINC_db
LN | 77904-1 | Left atrial End-systolic volume by US.2D+Calculated by modified Simpson method | 77904-1 |  | mL | mL | LOINC_db
LN | 77905-8 | Left atrial End-systolic volume by US.2D+Calculated by area-length method | 77905-8 |  | mL | mL | LOINC_db
LN | 77906-6 | Left atrial End-systolic volume/Body surface area [Volume/Area] by US.2D+Calculated by modified Simpson method | 77906-6 |  | mL/m2 | mL/m2 | LOINC_db
LN | 77907-4 | Left atrial End-systolic volume/Body surface area [Volume/Area] by US.2D+Calculated by area-length method | 77907-4 |  | mL/m2 | mL/m2 | LOINC_db
LN | 77908-2 | Aortic valve Vena contracta diameter by US.doppler | 77908-2 |  | cm | cm | LOINC_db
LN | 77909-0 | Aortic valve Effective regurgitant orifice area by US.doppler+Calculated by PISA method | 77909-0 |  | cm2 | cm2 | LOINC_db
LN | 77910-8 | Aortic valve Effective regurgitant orifice area by US.doppler+Calculated by volumetric method | 77910-8 |  | cm2 | cm2 | LOINC_db
LN | 77911-6 | Deprecated Aortic valve regurgitant jet Regurgitation degree by US | 77911-6 |  | nan |  | LOINC_db
LN | 77912-4 | Aortic valve Stenosis degree by US | 77912-4 |  | nan |  | LOINC_db
LN | 77913-2 | Mitral valve Vena contracta diameter by US.doppler | 77913-2 |  | cm | cm | LOINC_db
LN | 77914-0 | Mitral valve Effective regurgitant orifice area by US.doppler+Calculated by volumetric method | 77914-0 |  | cm2 | cm2 | LOINC_db
LN | 77915-7 | Deprecated Mitral valve regurgitant jet Regurgitation degree by US | 77915-7 |  | nan |  | LOINC_db
LN | 77916-5 | Mitral valve Stenosis degree by US | 77916-5 |  | nan |  | LOINC_db
LN | 77917-3 | Tricuspid valve Vena contracta diameter by US.doppler | 77917-3 |  | cm | cm | LOINC_db
LN | 77918-1 | Pulmonic valve Vena contracta diameter by US.doppler | 77918-1 |  | cm | cm | LOINC_db
LN | 77919-9 | Deprecated Pulmonic valve regurgitant jet Regurgitation degree by US | 77919-9 |  | nan |  | LOINC_db
LN | 77920-7 | Left ventricular Myocardial mass/Height exp 2.7 [Mass/Area] by US 2D | 77920-7 |  | g/{m2.7} |  | LOINC_db
LN | 77921-5 | Left ventricular Myocardial mass/Height exp 2.7 [Mass/Area] by US.M-mode+Calculated by cube method | 77921-5 |  | g/{m2.7} |  | LOINC_db
LN | 77922-3 | Left ventricular Myocardial mass/Height exp 2.7 [Mass/Area] by US.2D+Calculated by area-length method | 77922-3 |  | g/{m2.7} |  | LOINC_db
LN | 77923-1 | Left ventricular Myocardial mass/Height exp 2.7 [Mass/Area] by US.2D+Calculated by truncated ellipsoid method | 77923-1 |  | g/{m2.7} |  | LOINC_db
LN | 78175-7 | Right ventricular Fractional area change by US 2D | 78175-7 |  | % | % | LOINC_db
LN | 78176-5 | Aorta root Diameter by US 2D | 78176-5 |  | cm | cm | LOINC_db
LN | 78177-3 | Aortic valve Mean regurgitant pressure gradient during diastole by US.doppler+Calculated by simplified Bernoulli | 78177-3 |  | mm[Hg] |  | LOINC_db
LN | 78178-1 | Mitral valve Mean regurgitant pressure gradient by US.doppler | 78178-1 |  | mm[Hg] |  | LOINC_db
LN | 78179-9 | Mitral valve Orifice area by US.2D+Measured by planimetry | 78179-9 |  | cm2 | cm2 | LOINC_db
LN | 78180-7 | Right ventricular Intrachamber.systole.max by US.doppler | 78180-7 |  | mm[Hg] |  | LOINC_db
LN | 78181-5 | Pulmonic valve Regurgitant velocity during diastolic rapid inflow by US.doppler | 78181-5 |  | cm/s | cm/s | LOINC_db
LN | 78182-3 | Pulmonic valve Maximum regurgitant pressure gradient during diastole by US.doppler | 78182-3 |  | mm[Hg] |  | LOINC_db
LN | 78183-1 | Pulmonic valve Stenosis degree by US | 78183-1 |  | nan |  | LOINC_db
LN | 78184-9 | Pulmonary vein A-wave duration by Ultrasound.doppler.PW | 78184-9 |  | s | s | LOINC_db
LN | 78185-6 | Mitral valve medial annulus Tissue velocity.E-wave.max by US.tissue doppler | 78185-6 |  | cm/s | cm/s | LOINC_db
LN | 78186-4 | Mitral valve lateral annulus Tissue velocity.E-wave.max by US.tissue doppler | 78186-4 |  | cm/s | cm/s | LOINC_db
LN | 78187-2 | Mitral valve medial annulus Tissue velocity.S-wave.max by US.tissue doppler | 78187-2 |  | cm/s | cm/s | LOINC_db
LN | 78188-0 | Mitral valve lateral annulus Tissue velocity.S-wave.max by US.tissue doppler | 78188-0 |  | cm/s | cm/s | LOINC_db
LN | 78189-8 | Mitral valve medial annulus E-wave/Tissue velocity.E-wave.max by US.doppler+tissue doppler | 78189-8 |  | {ratio} |  | LOINC_db
LN | 78190-6 | Mitral valve lateral annulus E-wave/Tissue velocity.E-wave.max by US.doppler+tissue doppler | 78190-6 |  | {ratio} |  | LOINC_db
LN | 78191-4 | Mitral valve E-wave deceleration time by US.doppler | 78191-4 |  | s | s | LOINC_db
LN | 78192-2 | Heart ventricle Left basal inferior septum Segmental wall motion by US | 78192-2 |  | nan |  | LOINC_db
LN | 78193-0 | Heart ventricle Left basal inferior lateral Segmental wall motion by US | 78193-0 |  | nan |  | LOINC_db
LN | 78194-8 | Heart.ventricle.left.basal anterior lateral Segmental wall motion by US | 78194-8 |  | nan |  | LOINC_db
LN | 78195-5 | Heart ventricle Left mid inferior septum Segmental wall motion by US | 78195-5 |  | nan |  | LOINC_db
LN | 78196-3 | Heart ventricle Left mid inferior lateral Segmental wall motion by US | 78196-3 |  | nan |  | LOINC_db
LN | 78197-1 | Heart ventricle Left mid anterior lateral Segmental wall motion by US | 78197-1 |  | nan |  | LOINC_db
LN | 78198-9 | Heart ventricle Left apex Segmental wall motion by US | 78198-9 |  | nan |  | LOINC_db
LN | 78199-7 | Cardiovascular system.central US Study diagnosis | 78199-7 |  | nan |  | LOINC_db
LN | 78508-9 | Cardiothoracic Surgery Admission History and Physical Note | 78508-9 |  | nan |  | LOINC_db
LN | 78543-6 | Cardiothoracic Surgery Checklist | 78543-6 |  | nan |  | LOINC_db
LN | 78596-4 | Cardiothoracic Surgery Education Note | 78596-4 |  | nan |  | LOINC_db
LN | 78626-9 | Cardiothoracic Surgery Flowsheet | 78626-9 |  | nan |  | LOINC_db
LN | 78679-8 | Cardiothoracic Surgery Surgical Operation Note | 78679-8 |  | nan |  | LOINC_db
LN | 78681-4 | Cardiothoracic Surgery Transfer Summary Note | 78681-4 |  | nan |  | LOINC_db
LN | 78730-9 | Cardiothoracic Surgery Preoperative Evaluation and Management Note | 78730-9 |  | nan |  | LOINC_db
LN | 78895-0 | Coronary angiography panel | 78895-0 |  | nan |  | LOINC_db
LN | 78896-8 | Number of diseased coronary segments on Cardiac angiogram | 78896-8 |  | nan |  | LOINC_db
LN | 78897-6 | Percent stenosis of Proximal right coronary artery by Cardiac angiogram | 78897-6 |  | % | % | LOINC_db
LN | 78898-4 | Percent stenosis of Mid right coronary artery by Cardiac angiogram | 78898-4 |  | % | % | LOINC_db
LN | 78899-2 | Percent stenosis of Distal right coronary artery by Cardiac angiogram | 78899-2 |  | % | % | LOINC_db
LN | 78900-8 | Percent stenosis of AV nodal artery by Cardiac angiogram | 78900-8 |  | % | % | LOINC_db
LN | 78901-6 | Percent stenosis of Posterior descending branch from right coronary artery by Cardiac angiogram | 78901-6 |  | % | % | LOINC_db
LN | 78902-4 | Percent stenosis of Left main coronary artery by Cardiac angiogram | 78902-4 |  | % | % | LOINC_db
LN | 78903-2 | Percent stenosis of Proximal left anterior descending artery by Cardiac angiogram | 78903-2 |  | % | % | LOINC_db
LN | 78904-0 | Percent stenosis of Mid left anterior descending artery by Cardiac angiogram | 78904-0 |  | % | % | LOINC_db
LN | 78905-7 | Percent stenosis of Distal left anterior descending artery by Cardiac angiogram | 78905-7 |  | % | % | LOINC_db
LN | 78906-5 | Percent stenosis of First diagonal artery by Cardiac angiogram | 78906-5 |  | % | % | LOINC_db
LN | 78907-3 | Percent stenosis of Second diagonal artery by Cardiac angiogram | 78907-3 |  | % | % | LOINC_db
LN | 78908-1 | Percent stenosis of Proximal left circumflex artery by Cardiac angiogram | 78908-1 |  | % | % | LOINC_db
LN | 78909-9 | Percent stenosis of Obtuse marginal artery by Cardiac angiogram | 78909-9 |  | % | % | LOINC_db
LN | 78910-7 | Percent stenosis of Mid and distal left circumflex artery by Cardiac angiogram | 78910-7 |  | % | % | LOINC_db
LN | 78911-5 | Percent stenosis of Posterolateral branch from left circumflex artery by Cardiac angiogram | 78911-5 |  | % | % | LOINC_db
LN | 78912-3 | Percent stenosis of Posterior descending branch from left circumflex artery by Cardiac angiogram | 78912-3 |  | % | % | LOINC_db
LN | 78913-1 | Percent stenosis of Ramus intermedius branch from left main coronary artery by Cardiac angiogram | 78913-1 |  | % | % | LOINC_db
LN | 78914-9 | Percutaneous coronary intervention panel | 78914-9 |  | nan |  | LOINC_db
LN | 78929-7 | Peripheral vessels fluoroscopic angiogram performed | 78929-7 |  | nan |  | LOINC_db
LN | 78930-5 | Right heart catheterization performed | 78930-5 |  | nan |  | LOINC_db
LN | 78931-3 | Spasm load test performed | 78931-3 |  | nan |  | LOINC_db
LN | 78932-1 | Optical coherence tomography performed | 78932-1 |  | nan |  | LOINC_db
LN | 78933-9 | Assisted circulation procedures performed panel | 78933-9 |  | nan |  | LOINC_db
LN | 78934-7 | Temporary pacing performed | 78934-7 |  | nan |  | LOINC_db
LN | 78935-4 | Percutaneous cardiopulmonary support performed | 78935-4 |  | nan |  | LOINC_db
LN | 78936-2 | Cardiac procedure complication [Presence] | 78936-2 |  | nan |  | LOINC_db
LN | 78937-0 | Cardiac procedure complication Type | 78937-0 |  | nan |  | LOINC_db
LN | 78938-8 | Cardiac procedure complication Narrative | 78938-8 |  | nan |  | LOINC_db
LN | 78939-6 | Percutaneous coronary intervention device panel | 78939-6 |  | nan |  | LOINC_db
LN | 78943-8 | Cardiac procedure complications panel | 78943-8 |  | nan |  | LOINC_db
LN | 78944-6 | Procedure start time | 78944-6 |  | {clock_time} |  | LOINC_db
LN | 78949-5 | Catheterization and angiography procedures performed panel | 78949-5 |  | nan |  | LOINC_db
LN | 78950-3 | Left ventricle Segmental wall motion panel by Angiogram | 78950-3 |  | nan |  | LOINC_db
LN | 78951-1 | Left ventricular basal anterior Segmental wall motion by Cardiac angiogram | 78951-1 |  | nan |  | LOINC_db
LN | 78952-9 | Left ventricular lateral anterior Segmental wall motion by Cardiac angiogram | 78952-9 |  | nan |  | LOINC_db
LN | 78953-7 | Left ventricular apex Segmental wall motion by Cardiac angiogram | 78953-7 |  | nan |  | LOINC_db
LN | 78954-5 | Left ventricular inferior Segmental wall motion by Cardiac angiogram | 78954-5 |  | nan |  | LOINC_db
LN | 78955-2 | Left ventricular basal posterior Segmental wall motion by Cardiac angiogram | 78955-2 |  | nan |  | LOINC_db
LN | 78956-0 | Ventricular septal Segmental wall motion by Cardiac angiogram | 78956-0 |  | nan |  | LOINC_db
LN | 78957-8 | Left ventricular lateral posterior Segmental wall motion by Cardiac angiogram | 78957-8 |  | nan |  | LOINC_db
LN | 78974-3 | IV contrast given [Identifier] | 78974-3 |  | nan |  | LOINC_db
LN | 78975-0 | Type of Contrast given | 78975-0 |  | nan |  | LOINC_db
LN | 79073-3 | CTA Heart and Coronary arteries W contrast IV | 79073-3 |  | nan |  | LOINC_db
LN | 79087-3 | CT Heart and Coronary arteries for calcium scoring WO contrast | 79087-3 |  | nan |  | LOINC_db
LN | 79088-1 | CT Heart for congenital disease W contrast IV | 79088-1 |  | nan |  | LOINC_db
LN | 79089-9 | CT Heart W contrast IV | 79089-9 |  | nan |  | LOINC_db
LN | 79423-0 | Cardiovascular disease 10Y risk [Likelihood] ACC-AHA Pooled Cohort by Goff 2013 | 79423-0 |  | % | % | LOINC_db
LN | 79909-8 | Pulmonic valve annulus Diameter at end systole by US 2D | 79909-8 |  | cm | cm | LOINC_db
LN | 79910-6 | Pulmonic valve Velocity-time integral during systole by US.doppler | 79910-6 |  | cm | cm | LOINC_db
LN | 79911-4 | Mitral valve medial annulus Tissue velocity.E-wave.max by US.tissue doppler.A4C | 79911-4 |  | cm/s | cm/s | LOINC_db
LN | 79912-2 | Mitral valve Pressure half time during diastole by US.doppler | 79912-2 |  | ms | ms | LOINC_db
LN | 79913-0 | Mitral valve Maximum blood flow velocity during diastole by US.doppler | 79913-0 |  | cm/s | cm/s | LOINC_db
LN | 79914-8 | Mitral valve Velocity-time integral during diastole by US.doppler | 79914-8 |  | cm | cm | LOINC_db
LN | 79915-5 | Pulmonary vein Maximum A-wave velocity by Ultrasound.doppler.PW | 79915-5 |  | cm/s | cm/s | LOINC_db
LN | 79916-3 | Pulmonary vein Maximum D-wave velocity by Ultrasound.doppler.PW | 79916-3 |  | cm/s | cm/s | LOINC_db
LN | 79917-1 | Pulmonary vein Maximum S-wave velocity by Ultrasound.doppler.PW | 79917-1 |  | cm/s | cm/s | LOINC_db
LN | 79918-9 | Pulmonic valve Regurgitant blood flow velocity at end diastole by US.doppler | 79918-9 |  | cm/s | cm/s | LOINC_db
LN | 79919-7 | Pulmonic valve Maximum regurgitant blood flow velocity.E wave by US.doppler | 79919-7 |  | cm/s | cm/s | LOINC_db
LN | 79920-5 | Deprecated Pulmonic valve Maximum blood flow velocity during systole by US.doppler | 79920-5 |  | cm/s | cm/s | LOINC_db
LN | 79921-3 | Tricuspid valve Maximum regurgitant blood flow velocity during systole by US.doppler continuous wave | 79921-3 |  | cm/s | cm/s | LOINC_db
LN | 79922-1 | Tricuspid valve annulus Tissue velocity.A-wave.max by US.tissue doppler | 79922-1 |  | cm/s | cm/s | LOINC_db
LN | 79923-9 | Tricuspid valve Maximum A-wave velocity by US.doppler | 79923-9 |  | cm/s | cm/s | LOINC_db
LN | 79924-7 | Tricuspid valve annulus Tissue velocity.E-wave.max by US.tissue doppler | 79924-7 |  | cm/s | cm/s | LOINC_db
LN | 79925-4 | Tricuspid valve Maximum E-wave velocity by US.doppler | 79925-4 |  | cm/s | cm/s | LOINC_db
LN | 79926-2 | Tricuspid valve annulus Tissue velocity.S-wave.max by US.tissue doppler | 79926-2 |  | cm/s | cm/s | LOINC_db
LN | 79927-0 | Tricuspid valve Maximum blood flow velocity during diastole by US.doppler | 79927-0 |  | cm/s | cm/s | LOINC_db
LN | 79928-8 | Pulmonic valve Blood flow acceleration time during systole by US.doppler | 79928-8 |  | ms | ms | LOINC_db
LN | 79929-6 | Right ventricular Ejection time by US.doppler | 79929-6 |  | ms | ms | LOINC_db
LN | 79930-4 | Tricuspid valve Closure to opening [Time] by US.doppler | 79930-4 |  | ms | ms | LOINC_db
LN | 79931-2 | Tricuspid valve Blood flow deceleration time during diastole by US.doppler | 79931-2 |  | ms | ms | LOINC_db
LN | 79932-0 | Tricuspid valve PISA radius during systole [Length] by US.2D+doppler | 79932-0 |  | cm | cm | LOINC_db
LN | 79933-8 | Tricuspid valve Vena contracta diameter during systole by US.2D+doppler | 79933-8 |  | cm | cm | LOINC_db
LN | 79934-6 | Pulmonic valve Maximum pressure gradient at end diastole by US.doppler+Calculated by simplified Bernoulli | 79934-6 |  | mm[Hg] |  | LOINC_db
LN | 79935-3 | Pulmonic valve Maximum pressure gradient dur systole by US.doppler+Calculated by simplified Bernoulli | 79935-3 |  | mm[Hg] |  | LOINC_db
LN | 79936-1 | Right ventricular Fractional area change by US.2D.A4C+Measured by planimetry | 79936-1 |  | % | % | LOINC_db
LN | 79937-9 | Tricuspid valve Maximum pressure gradient dur systole by US.doppler.CW+Calculated by simplified Bernoulli | 79937-9 |  | mm[Hg] |  | LOINC_db
LN | 79938-7 | Tricuspid valve Mean pressure gradient dur diastole by US.doppler+Calculated by simplified Bernoulli | 79938-7 |  | mm[Hg] |  | LOINC_db
LN | 79939-5 | Tricuspid valve Maximum pressure gradient during diastole by US.doppler+Calculated by simplified Bernoulli | 79939-5 |  | mm[Hg] |  | LOINC_db
LN | 79940-3 | Aortic valve annulus Diameter at end systole by US 2D | 79940-3 |  | cm | cm | LOINC_db
LN | 79941-1 | Aortic valve Regurgitant blood flow rate during diastole by US.doppler+Calculated by PISA method | 79941-1 |  | mL/s |  | LOINC_db
LN | 79942-9 | Aortic valve Regurgitant fraction by US.doppler | 79942-9 |  | % | % | LOINC_db
LN | 79943-7 | Aortic valve Regurgitant jet area/Left ventricular outflow tract area by US.2D+Measured by planimetry | 79943-7 |  | % | % | LOINC_db
LN | 79944-5 | Aortic valve Regurgitant jet width/Left ventricular outflow tract width by US.2D+doppler | 79944-5 |  | % | % | LOINC_db
LN | 79945-2 | Aortic valve PISA radius during diastole [Length] by US.2D+doppler | 79945-2 |  | cm | cm | LOINC_db
LN | 79946-0 | Aortic valve PISA velocity during diastole by US.doppler | 79946-0 |  | cm/s | cm/s | LOINC_db
LN | 79947-8 | Aortic valve Pressure half time during diastole by US.doppler continuous wave | 79947-8 |  | ms | ms | LOINC_db
LN | 79948-6 | Aortic valve Vena contracta diameter during diastole by US.2D+doppler | 79948-6 |  | cm | cm | LOINC_db
LN | 79949-4 | Aortic valve Maximum regurgitant blood flow velocity during diastole by US.doppler continuous wave | 79949-4 |  | cm/s | cm/s | LOINC_db
LN | 79950-2 | Aortic valve Regurgitant blood flow volume during diastole by US.doppler+Calculated by continuity VTI | 79950-2 |  | mL | mL | LOINC_db
LN | 79951-0 | Aortic valve Regurgitant blood flow volume during diastole by US.doppler+Calculated by PISA method | 79951-0 |  | mL | mL | LOINC_db
LN | 79952-8 | Aortic valve Velocity-time integral during diastole by US.doppler continuous wave | 79952-8 |  | cm | cm | LOINC_db
LN | 79953-6 | Aorta root Diameter at end systole by US 2D | 79953-6 |  | cm | cm | LOINC_db
LN | 79954-4 | Aorta root Diameter at end systole (by US 2D)/Body surface area | 79954-4 |  | cm/m2 |  | LOINC_db
LN | 79955-1 | Aorta.sinotubular junction Diameter at end systole by US 2D | 79955-1 |  | cm | cm | LOINC_db
LN | 79956-9 | Aortic valve Effective orifice area during systole by US.doppler+Calculated by continuity Vmax | 79956-9 |  | cm2 | cm2 | LOINC_db
LN | 79957-7 | Aortic valve Effective orifice area during systole (by US.doppler+Calculated by continuity Vmax)/Body surface area | 79957-7 |  | cm2/m2 |  | LOINC_db
LN | 79958-5 | Aortic valve Effective orifice area during systole by US.doppler+Calculated by continuity VTI | 79958-5 |  | cm2 | cm2 | LOINC_db
LN | 79959-3 | Aortic valve Effective orifice area during systole (by US.doppler+Calculated by continuity VTI)/Body surface area | 79959-3 |  | cm2/m2 |  | LOINC_db
LN | 79960-1 | Aortic valve Effective regurgitant orifice area during diastole by US.doppler+Calculated by PISA method | 79960-1 |  | cm2 | cm2 | LOINC_db
LN | 79961-9 | Aortic valve Mean flow velocity during systole by US.doppler | 79961-9 |  | cm/s | cm/s | LOINC_db
LN | 79962-7 | Aortic valve Mean systole pressure gradient by US.doppler+Calculated by simplified Bernoulli | 79962-7 |  | mm[Hg] |  | LOINC_db
LN | 79963-5 | Aortic valve Maximum gradient during systole [Pressure Difference] by US.doppler+Calculated by simplified Bernoulli | 79963-5 |  | mm[Hg] |  | LOINC_db
LN | 79964-3 | Aortic valve Maximum blood flow velocity during systole by US.doppler | 79964-3 |  | cm/s | cm/s | LOINC_db
LN | 79965-0 | Aortic valve Velocity-time integral during systole by US.doppler | 79965-0 |  | cm | cm | LOINC_db
LN | 79966-8 | Ascending thoracic aorta Diameter during systole by US 2D | 79966-8 |  | cm | cm | LOINC_db
LN | 79967-6 | Inferior vena cava Diameter at end expiration by US 2D | 79967-6 |  | cm | cm | LOINC_db
LN | 79968-4 | Interventricular septum Thickness at end diastole by US.M-mode | 79968-4 |  | cm | cm | LOINC_db
LN | 79969-2 | Interventricular septum Thickness at end diastole by US 2D | 79969-2 |  | cm | cm | LOINC_db
LN | 79970-0 | Interventricular septum Thickness at end systole by US.M-mode | 79970-0 |  | cm | cm | LOINC_db
LN | 79971-8 | Interventricular septum Thickness at end systole by US 2D | 79971-8 |  | cm | cm | LOINC_db
LN | 79972-6 | Interventricular septum Time to peak displacement during systole by US.M-mode+ECG | 79972-6 |  | ms | ms | LOINC_db
LN | 79973-4 | Left atrial Area at end systole by US.2D.A2C+Measured by planimetry | 79973-4 |  | cm2 | cm2 | LOINC_db
LN | 79974-2 | Left atrial Area at end systole by US.2D.A4C+Measured by planimetry | 79974-2 |  | cm2 | cm2 | LOINC_db
LN | 79975-9 | Left atrial Minor axis at end systole [Length] by US 2D | 79975-9 |  | cm | cm | LOINC_db
LN | 79976-7 | Left atrial Minor axis at end systole (by US 2D)/Body surface area | 79976-7 |  | cm/m2 |  | LOINC_db
LN | 79977-5 | Left atrial Minor axis at end systole [Length] by US.M-mode | 79977-5 |  | cm | cm | LOINC_db
LN | 79978-3 | Left atrial Minor axis at end systole (by US.M-mode)/Body surface area | 79978-3 |  | cm/m2 |  | LOINC_db
LN | 79979-1 | Left atrial Length at end systole by US.2D.A2C | 79979-1 |  | cm | cm | LOINC_db
LN | 79980-9 | Left atrial Length at end systole by US.2D.A4C | 79980-9 |  | cm | cm | LOINC_db
LN | 79981-7 | Left atrial End-systolic volume by US.2D+Calculated by biplane area-length method | 79981-7 |  | mL | mL | LOINC_db
LN | 79982-5 | Left atrial End-systolic volume (by US.2D+Calculated by biplane area-length method)/Body surface area | 79982-5 |  | mL/m2 | mL/m2 | LOINC_db
LN | 79983-3 | Left atrial End-systolic volume by US.2D+Calculated by biplane method of disks | 79983-3 |  | mL | mL | LOINC_db
LN | 79984-1 | Left atrial End-systolic volume (by US.2D+Calculated by biplane method of disks)/Body surface area | 79984-1 |  | mL/m2 | mL/m2 | LOINC_db
LN | 79985-8 | Left atrial End-systolic volume by US.2D.A2C+Calculated by single plane method of disks | 79985-8 |  | mL | mL | LOINC_db
LN | 79986-6 | Left atrial End-systolic volume by US.2D.A4C+Calculated by single plane method of disks | 79986-6 |  | mL | mL | LOINC_db
LN | 79987-4 | Left pulmonary artery Diameter at end systole by US 2D | 79987-4 |  | cm | cm | LOINC_db
LN | 79988-2 | Left ventricular posterior wall Time to peak displacement during systole by US.M-mode+ECG | 79988-2 |  | ms | ms | LOINC_db
LN | 79989-0 | Left ventricular Pre ejection time by US.doppler | 79989-0 |  | ms | ms | LOINC_db
LN | 79990-8 | Left ventricular Ejection fraction by US.3D.segmentation | 79990-8 |  | % | % | LOINC_db
LN | 79991-6 | Left ventricular Ejection fraction by US.2D+Calculated by biplane method of disks | 79991-6 |  | % | % | LOINC_db
LN | 79992-4 | Left ventricular Ejection fraction by US.2D.A2C+Calculated by single plane method of disks | 79992-4 |  | % | % | LOINC_db
LN | 79993-2 | Left ventricular Ejection fraction by US.2D.A4C+Calculated by single plane method of disks | 79993-2 |  | % | % | LOINC_db
LN | 79994-0 | Left ventricular Length at end diastole by US.2D.A4C | 79994-0 |  | cm | cm | LOINC_db
LN | 79995-7 | Left ventricular End-diastolic volume by US.3D.segmentation | 79995-7 |  | mL | mL | LOINC_db
LN | 79996-5 | Left ventricular End-diastolic volume by US.2D+Calculated by biplane method of disks | 79996-5 |  | mL | mL | LOINC_db
LN | 79997-3 | Left ventricular End-diastolic volume (by US.2D+Calculated by biplane method of disks)/Body surface area | 79997-3 |  | mL/m2 | mL/m2 | LOINC_db
LN | 79998-1 | Left ventricular End-diastolic volume by US.2D.A2C+Calculated by single plane method of disks | 79998-1 |  | mL | mL | LOINC_db
LN | 79999-9 | Left ventricular End-diastolic volume by US.2D.A4C+Calculated by single plane method of disks | 79999-9 |  | mL | mL | LOINC_db
LN | 80000-3 | Left ventricular End-systolic volume by US.3D.segmentation | 80000-3 |  | mL | mL | LOINC_db
LN | 80001-1 | Left ventricular End-systolic volume by US.2D+Calculated by biplane method of disks | 80001-1 |  | mL | mL | LOINC_db
LN | 80002-9 | Left ventricular End-systolic volume (by US.2D+Calculated by biplane method of disks)/Body surface area | 80002-9 |  | mL/m2 | mL/m2 | LOINC_db
LN | 80003-7 | Left ventricular End-systolic volume by US.2D.A2C+Calculated by single plane method of disks | 80003-7 |  | mL | mL | LOINC_db
LN | 80004-5 | Left ventricular End-systolic volume by US.2D.A4C+Calculated by single plane method of disks | 80004-5 |  | mL | mL | LOINC_db
LN | 80005-2 | Left ventricular Area at end diastole by US.2D.SAX at PM+Measured by planimetry | 80005-2 |  | cm2 | cm2 | LOINC_db
LN | 80006-0 | Left ventricular Epicardial area at end diastole by US.2D.SAX at PM+Measured by planimetry | 80006-0 |  | cm2 | cm2 | LOINC_db
LN | 80007-8 | Left ventricular Minor axis at end diastole [Length] by US 2D | 80007-8 |  | cm | cm | LOINC_db
LN | 80008-6 | Left ventricular Minor axis at end diastole [Length] by US.M-mode | 80008-6 |  | cm | cm | LOINC_db
LN | 80009-4 | Left ventricular Minor axis at end diastole (by US.M-mode)/Body surface area | 80009-4 |  | cm/m2 |  | LOINC_db
LN | 80010-2 | Left ventricular Minor axis at end diastole (by US 2D)/Body surface area | 80010-2 |  | cm/m2 |  | LOINC_db
LN | 80011-0 | Left ventricular Minor axis at end systole [Length] by US 2D | 80011-0 |  | cm | cm | LOINC_db
LN | 80012-8 | Left ventricular Minor axis at end systole [Length] by US.M-mode | 80012-8 |  | cm | cm | LOINC_db
LN | 80013-6 | Left ventricular Minor axis at end systole (by US.M-mode)/Body surface area | 80013-6 |  | cm/m2 |  | LOINC_db
LN | 80014-4 | Left ventricular Minor axis at end systole (by US 2D)/Body surface area | 80014-4 |  | cm/m2 |  | LOINC_db
LN | 80015-1 | Left ventricular Isovolumic relaxation time by US.tissue doppler | 80015-1 |  | ms | ms | LOINC_db
LN | 80016-9 | Left ventricular Myocardial mass at end diastole by US.2D+Calculated by area-length method | 80016-9 |  | g | g | LOINC_db
LN | 80017-7 | Left ventricular Myocardial mass at end diastole (by US.2D+Calculated by area-length method)/Body surface area | 80017-7 |  | g/m2 | g/m2 | LOINC_db
LN | 80018-5 | Left ventricular Myocardial mass at end diastole (by US.2D+Calculated by area-length method)/Height exp 2.7 | 80018-5 |  | g/{m2.7} |  | LOINC_db
LN | 80019-3 | Left ventricular Myocardial mass at end diastole by US.2D+Calculated by dimension method | 80019-3 |  | g | g | LOINC_db
LN | 80020-1 | Left ventricular Myocardial mass at end diastole (by US.2D+Calculated by dimension method)/Body surface area | 80020-1 |  | g/m2 | g/m2 | LOINC_db
LN | 80021-9 | Left ventricular Myocardial mass at end diastole (by US.2D+Calculated by dimension method)/Height exp 2.7 | 80021-9 |  | g/{m2.7} |  | LOINC_db
LN | 80022-7 | Left ventricular Myocardial mass at end diastole by US.M-mode+Calculated by dimension method | 80022-7 |  | g | g | LOINC_db
LN | 80023-5 | Left ventricular Myocardial mass at end diastole (by US.M-mode+Calculated by dimension method)/Body surface area | 80023-5 |  | g/m2 | g/m2 | LOINC_db
LN | 80024-3 | Left ventricular Myocardial mass at end diastole (by US.M-mode+Calculated by dimension method)/Height exp 2.7 | 80024-3 |  | g/{m2.7} |  | LOINC_db
LN | 80025-0 | Left ventricular Myocardial mass at end diastole by US.2D+Calculated by truncated ellipsoid method | 80025-0 |  | g | g | LOINC_db
LN | 80026-8 | Left ventricular Myocardial mass at end diastole (by US.2D+Calculated by truncated ellipsoid method)/Body surface area | 80026-8 |  | g/m2 | g/m2 | LOINC_db
LN | 80027-6 | Left ventricular Myocardial mass at end diastole (by US.2D+Calculated by truncated ellipsoid method)/Height exp 2.7 | 80027-6 |  | g/{m2.7} |  | LOINC_db
LN | 80028-4 | Left ventricular outflow tract Diameter at end diastole by US 2D | 80028-4 |  | cm | cm | LOINC_db
LN | 80029-2 | Left ventricular outflow tract Maximum blood flow velocity during systole by US.doppler | 80029-2 |  | cm/s | cm/s | LOINC_db
LN | 80030-0 | Left ventricular outflow tract Velocity-time integral during systole by US.doppler | 80030-0 |  | cm | cm | LOINC_db
LN | 80031-8 | Left ventricular posterior wall Thickness at end diastole by US.M-mode | 80031-8 |  | cm | cm | LOINC_db
LN | 80032-6 | Left ventricular posterior wall Thickness at end diastole by US 2D | 80032-6 |  | cm | cm | LOINC_db
LN | 80033-4 | Left ventricular posterior wall Thickness at end systole by US.M-mode | 80033-4 |  | cm | cm | LOINC_db
LN | 80034-2 | Left ventricular posterior wall Thickness at end systole by US 2D | 80034-2 |  | cm | cm | LOINC_db
LN | 80035-9 | Left ventricular Stroke volume by US.3D.segmentation | 80035-9 |  | mL | mL | LOINC_db
LN | 80036-7 | Left ventricular basal anterior Time to max tissue velocity during systole by US.tissue doppler | 80036-7 |  | ms | ms | LOINC_db
LN | 80037-5 | Left ventricular basal anterior septum Time to max tissue velocity during systole by US.tissue doppler | 80037-5 |  | ms | ms | LOINC_db
LN | 80038-3 | Left ventricular basal inferior Time to max tissue velocity during systole by US.tissue doppler | 80038-3 |  | ms | ms | LOINC_db
LN | 80039-1 | Left ventricular basal lateral Time to max tissue velocity during systole by US.tissue doppler | 80039-1 |  | ms | ms | LOINC_db
LN | 80040-9 | Left ventricular basal posterior Time to max tissue velocity during systole by US.tissue doppler | 80040-9 |  | ms | ms | LOINC_db
LN | 80041-7 | Left ventricular basal septum Time to max tissue velocity during systole by US.tissue doppler | 80041-7 |  | ms | ms | LOINC_db
LN | 80042-5 | Left ventricular mid anterior Time to max tissue velocity during systole by US.tissue doppler | 80042-5 |  | ms | ms | LOINC_db
LN | 80043-3 | Left ventricular mid anterior septum Time to max tissue velocity during systole by US.tissue doppler | 80043-3 |  | ms | ms | LOINC_db
LN | 80044-1 | Left ventricular mid inferior Time to max tissue velocity during systole by US.tissue doppler | 80044-1 |  | ms | ms | LOINC_db
LN | 80045-8 | Left ventricular mid lateral Time to max tissue velocity during systole by US.tissue doppler | 80045-8 |  | ms | ms | LOINC_db
LN | 80046-6 | Left ventricular mid posterior Time to max tissue velocity during systole by US.tissue doppler | 80046-6 |  | ms | ms | LOINC_db
LN | 80047-4 | Left ventricular mid septum Time to max tissue velocity during systole by US.tissue doppler | 80047-4 |  | ms | ms | LOINC_db
LN | 80048-2 | Left ventricular Dyssynchrony index during systole by US.tissue doppler | 80048-2 |  | ms | ms | LOINC_db
LN | 80049-0 | Main pulmonary artery Diameter at end systole by US 2D | 80049-0 |  | cm | cm | LOINC_db
LN | 80050-8 | Mitral valve annulus Diameter at end diastole by US.2D.A2C | 80050-8 |  | cm | cm | LOINC_db
LN | 80051-6 | Mitral valve annulus Diameter at end diastole by US.2D.A4C | 80051-6 |  | cm | cm | LOINC_db
LN | 80052-4 | Mitral valve annulus Diameter at end diastole by US.2D.PLAX | 80052-4 |  | cm | cm | LOINC_db
LN | 80053-2 | Mitral valve annulus Velocity-time integral during diastole by US.doppler | 80053-2 |  | cm | cm | LOINC_db
LN | 80054-0 | Mitral valve lateral annulus Tissue velocity.E-wave.max by US.tissue doppler.A4C | 80054-0 |  | cm/s | cm/s | LOINC_db
LN | 80055-7 | Mitral valve Regurgitant fraction by US.doppler+Calculated by continuity VTI | 80055-7 |  | % | % | LOINC_db
LN | 80056-5 | Mitral valve Regurgitant fraction by US.doppler+Calculated by PISA method | 80056-5 |  | % | % | LOINC_db
LN | 80057-3 | Mitral valve Maximum regurgitant blood flow rate during systole by US.doppler+Calculated by PISA method | 80057-3 |  | mL/s |  | LOINC_db
LN | 80058-1 | Mitral valve Maximum pressure gradient dur systole by US.doppler+Calculated by simplified Bernoulli | 80058-1 |  | mm[Hg] |  | LOINC_db
LN | 80059-9 | Mitral valve PISA radius during systole [Length] by US.2D+doppler | 80059-9 |  | cm | cm | LOINC_db
LN | 80060-7 | Mitral valve PISA velocity during systole by US.2D+doppler | 80060-7 |  | cm/s | cm/s | LOINC_db
LN | 80061-5 | Mitral valve Vena contracta diameter during systole by US.2D+doppler | 80061-5 |  | cm | cm | LOINC_db
LN | 80062-3 | Mitral valve Maximum regurgitant blood flow velocity during systole by US.doppler continuous wave | 80062-3 |  | cm/s | cm/s | LOINC_db
LN | 80063-1 | Mitral valve Regurgitant blood flow volume during systole by US.doppler+Calculated by continuity VTI | 80063-1 |  | mL | mL | LOINC_db
LN | 80064-9 | Mitral valve Regurgitant blood flow volume during systole by US.doppler+Calculated by PISA method | 80064-9 |  | mL | mL | LOINC_db
LN | 80065-6 | Mitral valve A-wave duration by US.doppler | 80065-6 |  | ms | ms | LOINC_db
LN | 80066-4 | Mitral valve Maximum A-wave velocity by US.doppler | 80066-4 |  | cm/s | cm/s | LOINC_db
LN | 80067-2 | Mitral valve Effective orifice area during diastole by US.doppler+Calculated by PISA method | 80067-2 |  | cm2 | cm2 | LOINC_db
LN | 80068-0 | Mitral valve Maximum orifice area during diastole by US.2D.PSAX+Measured by planimetry | 80068-0 |  | cm2 | cm2 | LOINC_db
LN | 80069-8 | Mitral valve Effective orifice area during diastole by US.doppler pressure half time | 80069-8 |  | cm2 | cm2 | LOINC_db
LN | 80070-6 | Mitral valve Maximum E-wave velocity by US.doppler | 80070-6 |  | cm/s | cm/s | LOINC_db
LN | 80071-4 | Mitral valve Effective regurgitant orifice area during systole by US.doppler+Calculated by PISA method | 80071-4 |  | cm2 | cm2 | LOINC_db
LN | 80072-2 | Mitral valve Flow propagation velocity.E-wave by US.M-mode+doppler.A4C | 80072-2 |  | cm/s | cm/s | LOINC_db
LN | 80073-0 | Mitral valve Mean pressure gradient dur diastole by US.doppler+Calculated by simplified Bernoulli | 80073-0 |  | mm[Hg] |  | LOINC_db
LN | 80074-8 | Mitral valve Maximum pressure gradient during diastole by US.doppler+Calculated by simplified Bernoulli | 80074-8 |  | mm[Hg] |  | LOINC_db
LN | 80075-5 | Right atrial Area at end systole by US.2D.A4C+Measured by planimetry | 80075-5 |  | cm2 | cm2 | LOINC_db
LN | 80076-3 | Right atrial Major axis at end systole [Length] by US.2D.A4C | 80076-3 |  | cm | cm | LOINC_db
LN | 80077-1 | Right atrial Minor axis at end systole [Length] by US.2D.A4C | 80077-1 |  | cm | cm | LOINC_db
LN | 80078-9 | Right atrial Minor axis at end systole (by US.2D.A4C)/Body surface area | 80078-9 |  | cm/m2 |  | LOINC_db
LN | 80079-7 | Right pulmonary artery Diameter at end systole by US 2D | 80079-7 |  | cm | cm | LOINC_db
LN | 80080-5 | Right ventricular base Minor axis at end diastole [Length] by US.2D.A4C | 80080-5 |  | cm | cm | LOINC_db
LN | 80081-3 | Right ventricular Area at end diastole by US.2D.A4C+Measured by planimetry | 80081-3 |  | cm2 | cm2 | LOINC_db
LN | 80082-1 | Right ventricular Area at end systole by US.2D.A4C+Measured by planimetry | 80082-1 |  | cm2 | cm2 | LOINC_db
LN | 80083-9 | Right ventricular anterior wall Thickness at end diastole by US 2D | 80083-9 |  | cm | cm | LOINC_db
LN | 80084-7 | Right ventricular anterior wall Thickness at end diastole by US.M-mode | 80084-7 |  | cm | cm | LOINC_db
LN | 80085-4 | Right ventricular mid-cavity Minor axis at end diastole [Length] by US.2D.A4C | 80085-4 |  | cm | cm | LOINC_db
LN | 80086-2 | Right ventricular Myocardial performance index (Tei) by US.doppler | 80086-2 |  | {ratio} |  | LOINC_db
LN | 80087-0 | Right ventricular outflow tract distal Diameter at end diastole by US.2D.PSAX | 80087-0 |  | cm | cm | LOINC_db
LN | 80088-8 | Right ventricular outflow tract proximal Diameter at end diastole by US.2D.parasternal | 80088-8 |  | cm | cm | LOINC_db
LN | 80089-6 | Right ventricular outflow tract Velocity-time integral during systole by US.doppler | 80089-6 |  | cm | cm | LOINC_db
LN | 80090-4 | Right ventricular Pre ejection time by US.doppler+ECG | 80090-4 |  | ms | ms | LOINC_db
LN | 80091-2 | Tricuspid valve annulus Diameter at end diastole by US.2D.A4C | 80091-2 |  | cm | cm | LOINC_db
LN | 80190-2 | Catheterization and angiography procedure details panel | 80190-2 |  | nan |  | LOINC_db
LN | 80191-0 | Spasm stress test panel | 80191-0 |  | nan |  | LOINC_db
LN | 80192-8 | Coronary segment additional details panel | 80192-8 |  | nan |  | LOINC_db
LN | 80224-9 | Type of Right coronary artery catheter | 80224-9 |  | nan |  | LOINC_db
LN | 80225-6 | Type of Left coronary artery catheter | 80225-6 |  | nan |  | LOINC_db
LN | 80226-4 | Type of Pigtail catheter | 80226-4 |  | nan |  | LOINC_db
LN | 80227-2 | Percent stenosis of Posterolateral branch from right coronary artery | 80227-2 |  | % | % | LOINC_db
LN | 80228-0 | Percent stenosis of Additional first diagonal artery | 80228-0 |  | % | % | LOINC_db
LN | 80229-8 | Percent stenosis of Additional second diagonal artery | 80229-8 |  | % | % | LOINC_db
LN | 80230-6 | Orifice area Aortic valve Cardiac catheterization | 80230-6 |  | cm2 | cm2 | LOINC_db
LN | 80231-4 | Orifice area Mitral valve Cardiac catheterization | 80231-4 |  | cm2 | cm2 | LOINC_db
LN | 80232-2 | A-wave amplitude [Pressure] Pulmonary artery wedge Cardiac catheterization | 80232-2 |  | mm[Hg] |  | LOINC_db
LN | 80233-0 | V wave amplitude [Pressure] Pulmonary artery wedge Cardiac catheterization | 80233-0 |  | mm[Hg] |  | LOINC_db
LN | 80234-8 | A-wave amplitude [Pressure] Right atrium Cardiac catheterization | 80234-8 |  | mm[Hg] |  | LOINC_db
LN | 80235-5 | V wave amplitude [Pressure] Right atrium Cardiac catheterization | 80235-5 |  | mm[Hg] |  | LOINC_db
LN | 80236-3 | A-wave amplitude [Pressure] Left atrium Cardiac catheterization | 80236-3 |  | mm[Hg] |  | LOINC_db
LN | 80237-1 | V wave amplitude [Pressure] Left atrium Cardiac catheterization | 80237-1 |  | mm[Hg] |  | LOINC_db
LN | 80238-9 | Drug given for spasm stress test [Identifier] | 80238-9 |  | nan |  | LOINC_db
LN | 80239-7 | Percent stenosis of Coronary artery segment --post procedure | 80239-7 |  | % | % | LOINC_db
LN | 80240-5 | Coronary stent expansion pressure | 80240-5 |  | atm | atm | LOINC_db
LN | 80241-3 | Coronary stent expansion time | 80241-3 |  | s | s | LOINC_db
LN | 80242-1 | IV contrast given [Volume] | 80242-1 |  | mL | mL | LOINC_db
LN | 80243-9 | Cardiac catheterization access site | 80243-9 |  | nan |  | LOINC_db
LN | 80246-2 | Atrioventricular nodal artery [Presence] on Angiogram | 80246-2 |  | nan |  | LOINC_db
LN | 80247-0 | Posterior descending branch from right coronary artery [Presence] on Angiogram | 80247-0 |  | nan |  | LOINC_db
LN | 80248-8 | Posterolateral branch from right coronary artery [Presence] on Angiogram | 80248-8 |  | nan |  | LOINC_db
LN | 80249-6 | First diagonal artery [Presence] on Angiogram | 80249-6 |  | nan |  | LOINC_db
LN | 80250-4 | Additional first diagonal artery [Presence] on Angiogram | 80250-4 |  | nan |  | LOINC_db
LN | 80251-2 | Second diagonal artery [Presence] on Angiogram | 80251-2 |  | nan |  | LOINC_db
LN | 80252-0 | Additional second diagonal artery [Presence] on Angiogram | 80252-0 |  | nan |  | LOINC_db
LN | 80253-8 | Obtuse marginal artery [Presence] on Angiogram | 80253-8 |  | nan |  | LOINC_db
LN | 80254-6 | Mid and distal left circumflex artery [Presence] on Angiogram | 80254-6 |  | nan |  | LOINC_db
LN | 80255-3 | Posterolateral from left circumflex artery [Presence] on Angiogram | 80255-3 |  | nan |  | LOINC_db
LN | 80256-1 | Posterior descending branch from left circumflex artery [Presence] on Angiogram | 80256-1 |  | nan |  | LOINC_db
LN | 80257-9 | Ramus intermedius branch from left main coronary artery [Presence] on Angiogram | 80257-9 |  | nan |  | LOINC_db
LN | 80275-1 | Cardiovascular physiologic assessment panel | 80275-1 |  | nan |  | LOINC_db
LN | 80276-9 | Heart sounds | 80276-9 |  | nan |  | LOINC_db
LN | 80277-7 | Heart murmur assessment panel | 80277-7 |  | nan |  | LOINC_db
LN | 80278-5 | Heart Murmur grade | 80278-5 |  | nan |  | LOINC_db
LN | 80279-3 | Heart Murmur quality | 80279-3 |  | nan |  | LOINC_db
LN | 80280-1 | Heart Murmur pitch | 80280-1 |  | nan |  | LOINC_db
LN | 80281-9 | Heart Murmur timing | 80281-9 |  | nan |  | LOINC_db
LN | 80284-3 | Pulse intensity assessment panel | 80284-3 |  | nan |  | LOINC_db
LN | 80404-7 | R-R interval.standard deviation (Heart rate variability) | 80404-7 |  | ms | ms | LOINC_db
LN | 80500-2 | MR Heart W stress and WO contrast | 80500-2 |  | nan |  | LOINC_db
LN | 80527-5 | Percutaneous coronary intervention individual lesion details panel | 80527-5 |  | nan |  | LOINC_db
LN | 80528-3 | Catheterization and angiography preoperative information panel | 80528-3 |  | nan |  | LOINC_db
LN | 80726-3 | Blood sampling performed Cardiac catheterization | 80726-3 |  | nan |  | LOINC_db
LN | 80727-1 | Percutaneous coronary intervention performed | 80727-1 |  | nan |  | LOINC_db
LN | 80728-9 | Percent stenosis of Coronary artery segment --pre procedure | 80728-9 |  | % | % | LOINC_db
LN | 80730-5 | Stenosis classification Coronary artery segment ACC-AHA | 80730-5 |  | nan |  | LOINC_db
LN | 80731-3 | Percutaneous coronary intervention individual lesion procedure results panel Heart | 80731-3 |  | nan |  | LOINC_db
LN | 80749-5 | Cardiothoracic Surgery Plan of Care Note | 80749-5 |  | nan |  | LOINC_db
LN | 80859-2 | US.doppler Heart | 80859-2 |  | nan |  | LOINC_db
LN | 80914-5 | Start coordinates Coronary artery segment | 80914-5 |  | nan |  | LOINC_db
LN | 80915-2 | Percent stenosis of Coronary artery segment | 80915-2 |  | % | % | LOINC_db
LN | 80916-0 | Coronary Lesion start segment | 80916-0 |  | nan |  | LOINC_db
LN | 80917-8 | Coronary Lesion start coordinates | 80917-8 |  | nan |  | LOINC_db
LN | 80918-6 | Coronary Lesion start segment position | 80918-6 |  | nan |  | LOINC_db
LN | 80919-4 | Coronary Lesion end segment | 80919-4 |  | nan |  | LOINC_db
LN | 80920-2 | Coronary Lesion end coordinates | 80920-2 |  | nan |  | LOINC_db
LN | 80921-0 | Coronary Lesion end segment position | 80921-0 |  | {#} |  | LOINC_db
LN | 80922-8 | Coronary Lesion located at vessel bifurcation | 80922-8 |  | nan |  | LOINC_db
LN | 80923-6 | Coronary Bifurcated lesion end segment | 80923-6 |  | nan |  | LOINC_db
LN | 80924-4 | Coronary Bifurcated lesion end coordinates | 80924-4 |  | nan |  | LOINC_db
LN | 80925-1 | Coronary Bifurcated lesion end segment position | 80925-1 |  | {#} |  | LOINC_db
LN | 80926-9 | Coronary stent start segment | 80926-9 |  | nan |  | LOINC_db
LN | 80927-7 | Coronary stent end segment | 80927-7 |  | nan |  | LOINC_db
LN | 80928-5 | Coronary stent start segment position | 80928-5 |  | nan |  | LOINC_db
LN | 80929-3 | Coronary stent start coordinates | 80929-3 |  | nan |  | LOINC_db
LN | 80930-1 | Coronary stent end coordinates | 80930-1 |  | nan |  | LOINC_db
LN | 80931-9 | Coronary stent end segment position | 80931-9 |  | nan |  | LOINC_db
LN | 80988-9 | Thrombus Stent | 80988-9 |  | nan |  | LOINC_db
LN | 80993-9 | Date and time of first balloon inflation Heart Cardiac catheterization | 80993-9 |  | {tmstp} |  | LOINC_db
LN | 80994-7 | Coronary angiography performed | 80994-7 |  | nan |  | LOINC_db
LN | 80995-4 | Left ventriculography performed | 80995-4 |  | nan |  | LOINC_db
LN | 80996-2 | Intravascular ultrasound performed | 80996-2 |  | nan |  | LOINC_db
LN | 80997-0 | Fractional flow reserve performed | 80997-0 |  | nan |  | LOINC_db
LN | 80998-8 | Intra-aortic balloon pump used | 80998-8 |  | nan |  | LOINC_db
LN | 80999-6 | Segment(s) affected by lesion Coronary artery segment | 80999-6 |  | nan |  | LOINC_db
LN | 81000-2 | TIMI grade Coronary artery segment --pre procedure | 81000-2 |  | nan |  | LOINC_db
LN | 81001-0 | TIMI grade Coronary artery segment --post procedure | 81001-0 |  | nan |  | LOINC_db
LN | 81002-8 | Devices used during Cardiac catheterization | 81002-8 |  | nan |  | LOINC_db
LN | 81091-1 | Tricuspid valve Orifice area by US 2D | 81091-1 |  | mm2 |  | LOINC_db
LN | 81092-9 | Tricuspid valve Orifice area by US.doppler | 81092-9 |  | mm2 |  | LOINC_db
LN | 81093-7 | Tricuspid valve Effective regurgitant orifice area by US.doppler+Calculated by PISA method | 81093-7 |  | mm2 |  | LOINC_db
LN | 81094-5 | Tricuspid valve Effective regurgitant orifice area by US.doppler+Calculated by volumetric method | 81094-5 |  | mm2 |  | LOINC_db
LN | 81095-2 | Left ventricular Myocardial mass/Body surface area [Mass/Area] by US.2D+Calculated by Devereux method | 81095-2 |  | g/m2 | g/m2 | LOINC_db
LN | 81161-2 | US.doppler Heart for blood flow | 81161-2 |  | nan |  | LOINC_db
LN | 81225-5 | Bleeding risk [CCC] | 81225-5 |  | nan |  | LOINC_db
LN | 81383-2 | Mitral valve annulus Tissue velocity.S-wave.max by US.tissue doppler | 81383-2 |  | cm/s | cm/s | LOINC_db
LN | 81384-0 | Mitral valve annulus Tissue velocity.E-wave.max by US.tissue doppler | 81384-0 |  | cm/s | cm/s | LOINC_db
LN | 81385-7 | Mitral valve annulus Tissue velocity.A-wave.max by US.tissue doppler | 81385-7 |  | cm/s | cm/s | LOINC_db
LN | 81386-5 | Mitral valve Maximum E-wave velocity/Tissue velocity.E-wave.max by US.doppler+tissue doppler | 81386-5 |  | {ratio} |  | LOINC_db
LN | 81387-3 | Mitral valve Regurgitant blood duration of 1 to 3 meters per second flow velocity by US.doppler | 81387-3 |  | ms | ms | LOINC_db
LN | 81388-1 | Right ventricular Ejection fraction by US 3D | 81388-1 |  | % | % | LOINC_db
LN | 81389-9 | Right ventricular Stroke volume by US.continuity.VTI+Diameter | 81389-9 |  | mL | mL | LOINC_db
LN | 81390-7 | Left ventricular Cardiac output by US 3D | 81390-7 |  | L/min |  | LOINC_db
LN | 81391-5 | Left ventricular outflow tract Ejection time by US.doppler | 81391-5 |  | ms | ms | LOINC_db
LN | 81392-3 | Aortic valve Orifice area/Body surface area [Area/Area] by US.2D+Measured by planimetry | 81392-3 |  | cm2/m2 |  | LOINC_db
LN | 81393-1 | Left ventricular Myocardial performance index (Tei) by US.doppler | 81393-1 |  | {ratio} |  | LOINC_db
LN | 81394-9 | Mitral valve Regurgitant volume by US.doppler+Calculated by volumetric method | 81394-9 |  | mL | mL | LOINC_db
LN | 81395-6 | Mitral valve Regurgitant fraction by US.doppler+Calculated by volumetric method | 81395-6 |  | % | % | LOINC_db
LN | 81396-4 | Mitral valve medial annulus Tissue velocity.A-wave.max by US.tissue doppler | 81396-4 |  | cm/s | cm/s | LOINC_db
LN | 81397-2 | Mitral valve lateral annulus Tissue velocity.A-wave.max by US.tissue doppler | 81397-2 |  | cm/s | cm/s | LOINC_db
LN | 81398-0 | Mitral valve Maximum E-wave velocity/Flow propagation velocity.E wave by US.M-mode+doppler.A4C | 81398-0 |  | {ratio} |  | LOINC_db
LN | 81399-8 | Left ventricular Maximum longitudinal strain by US 2D | 81399-8 |  | % | % | LOINC_db
LN | 81400-4 | Left ventricular Maximum radial strain by US 2D | 81400-4 |  | % | % | LOINC_db
LN | 81401-2 | Left ventricular Maximum circumferential strain by US 2D | 81401-2 |  | % | % | LOINC_db
LN | 81402-0 | Left ventricular Maximum strain by US 3D | 81402-0 |  | % | % | LOINC_db
LN | 81403-8 | Left ventricular Maximum longitudinal strain rate during systole by US 2D | 81403-8 |  | % | % | LOINC_db
LN | 81404-6 | Left ventricular Maximum radial strain rate during systole by US 2D | 81404-6 |  | % | % | LOINC_db
LN | 81405-3 | Left ventricular Maximum circumferential strain rate during systole by US 2D | 81405-3 |  | % | % | LOINC_db
LN | 81406-1 | Left ventricular Maximum strain rate by US 2D | 81406-1 |  | % | % | LOINC_db
LN | 81407-9 | Left ventricular Maximum longitudinal strain rate during early diastole by US 2D | 81407-9 |  | % | % | LOINC_db
LN | 81408-7 | Left ventricular Maximum radial strain rate during early diastole by US 2D | 81408-7 |  | % | % | LOINC_db
LN | 81409-5 | Left ventricular Maximum circumferential strain rate during early diastole by US 2D | 81409-5 |  | % | % | LOINC_db
LN | 81410-3 | Left ventricular Maximum strain rate during early diastole by US 3D | 81410-3 |  | % | % | LOINC_db
LN | 81411-1 | Left ventricular Maximum longitudinal strain rate during diastole by US 2D | 81411-1 |  | % | % | LOINC_db
LN | 81412-9 | Left ventricular Maximum radial strain rate during diastole by US 2D | 81412-9 |  | % | % | LOINC_db
LN | 81413-7 | Left ventricular Maximum circumferential strain rate during diastole by US 2D | 81413-7 |  | % | % | LOINC_db
LN | 81414-5 | Left ventricular Maximum strain rate during diastole by US 3D | 81414-5 |  | % | % | LOINC_db
LN | 81415-2 | Left ventricular Maximum apical rotation [Angle] by US 2D | 81415-2 |  | deg | deg | LOINC_db
LN | 81416-0 | Left ventricular Maximum basal rotation [Angle] by US 2D | 81416-0 |  | deg | deg | LOINC_db
LN | 81417-8 | Left ventricular Maximum torsion [Angle] by US 2D | 81417-8 |  | deg | deg | LOINC_db
LN | 81418-6 | Left ventricular Maximum twist rate by US 2D | 81418-6 |  | deg/s |  | LOINC_db
LN | 81419-4 | Left ventricular Maximum untwist rate by US 2D | 81419-4 |  | deg/s |  | LOINC_db
LN | 81431-9 | Regurgitation degree Aortic valve Angiography | 81431-9 |  | nan |  | LOINC_db
LN | 81432-7 | Regurgitation degree Mitral valve Angiography | 81432-7 |  | nan |  | LOINC_db
LN | 81433-5 | Spasm induced Coronary arteries | 81433-5 |  | nan |  | LOINC_db
LN | 81434-3 | Spasm symptom induced | 81434-3 |  | nan |  | LOINC_db
LN | 81435-0 | Coronary Lesion treatment duration | 81435-0 |  | s | s | LOINC_db
LN | 81436-8 | Percutaneous coronary intervention site | 81436-8 |  | nan |  | LOINC_db
LN | 81437-6 | Coronary Lesion treatment sequence | 81437-6 |  | {#} |  | LOINC_db
LN | 81438-4 | Coronary stent number | 81438-4 |  | {#} |  | LOINC_db
LN | 81561-3 | SPECT Heart W multiple states of exercise | 81561-3 |  | nan |  | LOINC_db
LN | 81562-1 | SPECT Heart W single state of exercise | 81562-1 |  | nan |  | LOINC_db
LN | 81563-9 | NM Heart First pass and Blood pool | 81563-9 |  | nan |  | LOINC_db
LN | 81564-7 | PT Heart for sarcoidosis | 81564-7 |  | nan |  | LOINC_db
LN | 81565-4 | PT Heart for tissue viability | 81565-4 |  | nan |  | LOINC_db
LN | 81566-2 | NM Heart Gated and Blood pool and Ejection fraction and Wall motion W multiple states of exercise | 81566-2 |  | nan |  | LOINC_db
LN | 81567-0 | NM Heart Gated and Blood pool and Ejection fraction and Wall motion W single state of exercise | 81567-0 |  | nan |  | LOINC_db
LN | 81568-8 | PT perfusion Heart W multiple states of exercise | 81568-8 |  | nan |  | LOINC_db
LN | 81569-6 | PT perfusion Heart W single state of exercise | 81569-6 |  | nan |  | LOINC_db
LN | 81570-4 | NM Heart Perfusion W single state of exercise | 81570-4 |  | nan |  | LOINC_db
LN | 81571-2 | NM Heart Perfusion W multiple states of exercise | 81571-2 |  | nan |  | LOINC_db
LN | 81612-4 | NM Heart Blood pool and Ejection fraction and First pass | 81612-4 |  | nan |  | LOINC_db
LN | 81860-9 | Hypertrophic cardiomyopathy gene targeted mutation analysis in Blood or Tissue by Sequencing | 81860-9 |  | nan |  | LOINC_db
LN | 82099-3 | Food Allergen Mix 22 (Cashew+Pecan or Hickory nut+Walnut+Pistachio) IgE Ab RAST class [Presence] in Serum by Multidisk | 82099-3 |  | nan |  | LOINC_db
LN | 82337-7 | Right atrial Intrachamber pressure estimated by US | 82337-7 |  | mm[Hg] |  | LOINC_db
LN | 82338-5 | Aorta.sinotubular junction Diameter by US.M-mode | 82338-5 |  | mm | mm | LOINC_db
LN | 82339-3 | Aorta.sinotubular junction Diameter by US 2D | 82339-3 |  | mm | mm | LOINC_db
LN | 82340-1 | Mitral valve Closure to opening [Time] by US.doppler | 82340-1 |  | ms | ms | LOINC_db
LN | 82341-9 | Right ventricular Intrachamber systolic pressure estimated by US | 82341-9 |  | mm[Hg] |  | LOINC_db
LN | 82563-8 | Food Allergen Mix 77 (Kiwi+Cashew nut+Hazel nut+Tomato+Sesame seed) IgE Ab [Presence] in Serum by Multidisk | 82563-8 |  | nan |  | LOINC_db
LN | 82564-6 | Food Allergen Mix 77 (Kiwi+Cashew nut+Hazel nut+Tomato+Sesame seed) IgE Ab RAST class [Presence] in Serum by Multidisk | 82564-6 |  | nan |  | LOINC_db
LN | 82565-3 | Food Allergen Mix 77 (Kiwi+Cashew nut+Hazel nut+Tomato+Sesame seed) IgE Ab [Units/volume] in Serum by Multidisk | 82565-3 |  | k[IU]/mL |  | LOINC_db
LN | 82594-3 | Mitral valve leaflet tip Velocity-time integral (VTI) for the area under E wave by US.doppler | 82594-3 |  | cm | cm | LOINC_db
LN | 82595-0 | Mitral valve leaflet tip Velocity-time integral (VTI) for the area under A wave by US.doppler | 82595-0 |  | cm | cm | LOINC_db
LN | 82596-8 | Left ventricular Maximum strain rate during systole by US 3D | 82596-8 |  | /s |  | LOINC_db
LN | 82621-4 | Time to end-systole Left ventricle SPECT | 82621-4 |  | ms | ms | LOINC_db
LN | 82622-2 | Peak filling rate Left ventricle SPECT --W stress | 82622-2 |  | mL/s |  | LOINC_db
LN | 82623-0 | Peak filling rate Left ventricle SPECT --resting | 82623-0 |  | mL/s |  | LOINC_db
LN | 82624-8 | One-third mean filling rate Left ventricle SPECT --resting | 82624-8 |  | mL/s |  | LOINC_db
LN | 82625-5 | Time to peak filling rate Left ventricle SPECT --resting | 82625-5 |  | ms | ms | LOINC_db
LN | 82626-3 | Maximum phase [Angle] Left ventricle SPECT --W stress | 82626-3 |  | deg | deg | LOINC_db
LN | 82627-1 | Mean phase [Angle] Left ventricle SPECT --W stress | 82627-1 |  | deg | deg | LOINC_db
LN | 82628-9 | Phase.standard deviation [Angle] Left ventricle SPECT --W stress | 82628-9 |  | deg | deg | LOINC_db
LN | 82629-7 | Phase bandwidth Left ventricle SPECT --W stress | 82629-7 |  | deg | deg | LOINC_db
LN | 82630-5 | Phase entropy [Score] Left ventricle SPECT --W stress | 82630-5 |  | {score} |  | LOINC_db
LN | 82631-3 | Maximum difference in time to end-systole Left ventricle SPECT --W stress | 82631-3 |  | ms | ms | LOINC_db
LN | 82632-1 | Difference in time to end-systole between lateral and septal wall Left ventricle SPECT --W stress | 82632-1 |  | % | % | LOINC_db
LN | 82633-9 | Standard deviation of time to end-systole Left ventricle SPECT --W stress | 82633-9 |  | % | % | LOINC_db
LN | 82634-7 | Maximum phase [Angle] Left ventricle SPECT --resting | 82634-7 |  | deg | deg | LOINC_db
LN | 82635-4 | Mean phase [Angle] Left ventricle SPECT --resting | 82635-4 |  | deg | deg | LOINC_db
LN | 82636-2 | Phase.standard deviation [Angle] Left ventricle SPECT --resting | 82636-2 |  | deg | deg | LOINC_db
LN | 82637-0 | Phase bandwidth Left ventricle SPECT --resting | 82637-0 |  | deg | deg | LOINC_db
LN | 82638-8 | Phase entropy [Score] Left ventricle SPECT --resting | 82638-8 |  | {score} |  | LOINC_db
LN | 82639-6 | Maximum difference in time to end-systole Left ventricle SPECT --resting | 82639-6 |  | % | % | LOINC_db
LN | 82640-4 | Difference in time to end-systole between lateral and septal wall Left ventricle SPECT --resting | 82640-4 |  | % | % | LOINC_db
LN | 82641-2 | Standard deviation of time to end-systole Left ventricle SPECT --resting | 82641-2 |  | ms | ms | LOINC_db
LN | 82642-0 | Summed stress score for 17 segment model Myocardium SPECT | 82642-0 |  | {score} |  | LOINC_db
LN | 82643-8 | Summed rest score for 17 segment model Myocardium SPECT | 82643-8 |  | {score} |  | LOINC_db
LN | 82644-6 | Summed difference score for 17 segment model Myocardium SPECT | 82644-6 |  | {score} |  | LOINC_db
LN | 82645-3 | Summed stress score for 20 segment model Myocardium SPECT | 82645-3 |  | {score} |  | LOINC_db
LN | 82646-1 | Summed rest score for 20 segment model Myocardium SPECT | 82646-1 |  | {score} |  | LOINC_db
LN | 82647-9 | Summed difference score for 20 segment model Myocardium SPECT | 82647-9 |  | {score} |  | LOINC_db
LN | 82648-7 | Summed stress score Myocardium SPECT | 82648-7 |  | % | % | LOINC_db
LN | 82649-5 | Summed rest score Myocardium SPECT | 82649-5 |  | % | % | LOINC_db
LN | 82650-3 | Summed difference score Myocardium SPECT | 82650-3 |  | % | % | LOINC_db
LN | 82651-1 | Washout rate [Ratio] Myocardium SPECT | 82651-1 |  | % | % | LOINC_db
LN | 82652-9 | Transient ischemic dilation Left ventricle SPECT | 82652-9 |  | % | % | LOINC_db
LN | 82653-7 | Time to peak filling rate/RR interval Left ventricle SPECT --resting | 82653-7 |  | {ratio} |  | LOINC_db
LN | 82654-5 | Cardiac nuclear imaging SPECT panel | 82654-5 |  | nan |  | LOINC_db
LN | 82655-2 | Gated cardiac measurement panel Left ventricle SPECT | 82655-2 |  | nan |  | LOINC_db
LN | 82656-0 | Cardiac summed score panel Myocardium SPECT | 82656-0 |  | nan |  | LOINC_db
LN | 82657-8 | Cardiac phase measurement panel Left ventricle SPECT | 82657-8 |  | nan |  | LOINC_db
LN | 82661-0 | Intrachamber systolic pressure Left ventricle --post procedure | 82661-0 |  | mm[Hg] |  | LOINC_db
LN | 82662-8 | Intrachamber diastolic pressure Left ventricle --post procedure | 82662-8 |  | mm[Hg] |  | LOINC_db
LN | 82663-6 | End diastolic blood pressure Left ventricle --post procedure | 82663-6 |  | mm[Hg] |  | LOINC_db
LN | 82800-4 | PET+CT Heart W contrast IV | 82800-4 |  | nan |  | LOINC_db
LN | 82801-2 | PET+CT Heart WO contrast | 82801-2 |  | nan |  | LOINC_db
LN | 82829-3 | Cardiothoracic Surgery Initial Evaluation Note | 82829-3 |  | nan |  | LOINC_db
LN | 83289-9 | CT for calcium scoring WO contrast and CTA W contrast IV Heart and coronary arteries | 83289-9 |  | nan |  | LOINC_db
LN | 8362-6 | Phase of heart cycle | 8362-6 |  | nan |  | LOINC_db
LN | 83656-9 | Cardiothoracic Surgery Attending Admission Evaluation Note | 83656-9 |  | nan |  | LOINC_db
LN | 83657-7 | Cardiothoracic Surgery Attending Note | 83657-7 |  | nan |  | LOINC_db
LN | 8375-8 | Left ventricular Intrachamber diastolic pressure | 8375-8 |  | mm[Hg] |  | LOINC_db
LN | 8376-6 | Left ventricular outflow tract Intrachamber diastolic pressure | 8376-6 |  | mm[Hg] |  | LOINC_db
LN | 8377-4 | Right ventricular Intrachamber diastolic pressure | 8377-4 |  | mm[Hg] |  | LOINC_db
LN | 8391-5 | Left ventricular End diastolic blood pressure | 8391-5 |  | mm[Hg] |  | LOINC_db
LN | 8392-3 | Right ventricular End diastolic blood pressure | 8392-3 |  | mm[Hg] |  | LOINC_db
LN | 8399-8 | Left atrial Intrachamber mean pressure | 8399-8 |  | mm[Hg] |  | LOINC_db
LN | 8400-4 | Right atrial Intrachamber mean pressure | 8400-4 |  | mm[Hg] |  | LOINC_db
LN | 8404-6 | Left ventricular Intrachamber mean pressure | 8404-6 |  | mm[Hg] |  | LOINC_db
LN | 8405-3 | Left ventricular outflow tract Intrachamber mean pressure | 8405-3 |  | mm[Hg] |  | LOINC_db
LN | 8406-1 | Right ventricular Intrachamber mean pressure | 8406-1 |  | mm[Hg] |  | LOINC_db
LN | 84068-6 | Cardiothoracic Surgery Admission Evaluation Note | 84068-6 |  | nan |  | LOINC_db
LN | 84173-4 | Interventional Cardiology Consult Note | 84173-4 |  | nan |  | LOINC_db
LN | 84174-2 | Interventional Cardiology Note | 84174-2 |  | nan |  | LOINC_db
LN | 84175-9 | Interventional Cardiology Surgical Operation Note | 84175-9 |  | nan |  | LOINC_db
LN | 84176-7 | Interventional Cardiology Postoperative Evaluation and Management Note | 84176-7 |  | nan |  | LOINC_db
LN | 84177-5 | Interventional Cardiology Preoperative Evaluation and Management Note | 84177-5 |  | nan |  | LOINC_db
LN | 8430-1 | Left ventricular Intrachamber systolic pressure | 8430-1 |  | mm[Hg] |  | LOINC_db
LN | 8431-9 | Left ventricular outflow tract Intrachamber systolic pressure | 8431-9 |  | mm[Hg] |  | LOINC_db
LN | 8432-7 | Right ventricular Intrachamber systolic pressure | 8432-7 |  | mm[Hg] |  | LOINC_db
LN | 85061-0 | Door-to-balloon time Heart | 85061-0 |  | min | min | LOINC_db
LN | 85436-4 | Cardiothoracic Surgery Note | 85436-4 |  | nan |  | LOINC_db
LN | 85474-5 | Cardiac implantable loop monitor study | 85474-5 |  | nan |  | LOINC_db
LN | 85475-2 | US Heart Transesophageal | 85475-2 |  | nan |  | LOINC_db
LN | 8582-9 | Left atrial A-wave amplitude | 8582-9 |  | cm[H2O] |  | LOINC_db
LN | 8583-7 | Right atrial A-wave amplitude | 8583-7 |  | cm[H2O] |  | LOINC_db
LN | 85850-6 | Cardiothoracic Surgery History and Physical Note | 85850-6 |  | nan |  | LOINC_db
LN | 85851-4 | Cardiothoracic Surgery Interdisciplinary Note | 85851-4 |  | nan |  | LOINC_db
LN | 85852-2 | Cardiothoracic Surgery Nurse Note | 85852-2 |  | nan |  | LOINC_db
LN | 85853-0 | Cardiothoracic Surgery Postoperative Evaluation and Management Note | 85853-0 |  | nan |  | LOINC_db
LN | 85854-8 | Cardiothoracic Surgery Procedure Note | 85854-8 |  | nan |  | LOINC_db
LN | 85886-0 | Clinical Cardiac Electrophysiology Consult Note | 85886-0 |  | nan |  | LOINC_db
LN | 85889-4 | Cardiothoracic Surgery Telephone Encounter Note | 85889-4 |  | nan |  | LOINC_db
LN | 85891-0 | Cardiothoracic Surgery Fellow Note | 85891-0 |  | nan |  | LOINC_db
LN | 85900-9 | Cardiothoracic Surgery Resident Note | 85900-9 |  | nan |  | LOINC_db
LN | 8592-8 | Left atrial V wave amplitude | 8592-8 |  | cm[H2O] |  | LOINC_db
LN | 8593-6 | Right atrial V wave amplitude | 8593-6 |  | cm[H2O] |  | LOINC_db
LN | 85939-7 | Clinical Cardiac Electrophysiology Preoperative Evaluation and Management Note | 85939-7 |  | nan |  | LOINC_db
LN | 85940-5 | Clinical Cardiac Electrophysiology Postoperative Evaluation and Management Note | 85940-5 |  | nan |  | LOINC_db
LN | 8598-5 | Comparison study [Date and time] by EKG | 8598-5 |  | nan |  | LOINC_db
LN | 8599-3 | Comparison study [Interpretation] by EKG | 8599-3 |  | nan |  | LOINC_db
LN | 8601-7 | EKG impression | 8601-7 |  | nan |  | LOINC_db
LN | 8606-6 | Study duration by EKG | 8606-6 |  | nan |  | LOINC_db
LN | 8607-4 | Axis [Interpretation] by EKG | 8607-4 |  | nan |  | LOINC_db
LN | 8608-2 | Conduction [Interpretation] by EKG | 8608-2 |  | nan |  | LOINC_db
LN | 8609-0 | Hypertrophy [Interpretation] by EKG | 8609-0 |  | nan |  | LOINC_db
LN | 8610-8 | Myocardial ischemia [Interpretation] by EKG | 8610-8 |  | nan |  | LOINC_db
LN | 8611-6 | Myocardial infarction age by EKG | 8611-6 |  | nan |  | LOINC_db
LN | 8612-4 | EKG Study overall | 8612-4 |  | nan |  | LOINC_db
LN | 8613-2 | Prosthetic cardiac pacemaker [Interpretation] by EKG | 8613-2 |  | nan |  | LOINC_db
LN | 8614-0 | Pauses | 8614-0 |  | nan |  | LOINC_db
LN | 8615-7 | Premature atrial contractions | 8615-7 |  | nan |  | LOINC_db
LN | 8616-5 | Premature ventricular contractions | 8616-5 |  | {beats}/min |  | LOINC_db
LN | 8617-3 | QRS complex [Interpretation] by EKG | 8617-3 |  | nan |  | LOINC_db
LN | 8618-1 | Recording duration by EKG | 8618-1 |  | nan |  | LOINC_db
LN | 8619-9 | Rhythm segment [Interpretation] by EKG | 8619-9 |  | nan |  | LOINC_db
LN | 8620-7 | ST-T segment [Interpretation] by EKG | 8620-7 |  | nan |  | LOINC_db
LN | 8621-5 | Ventricular ectopics | 8621-5 |  | nan |  | LOINC_db
LN | 8622-3 | Ventricular morphology [Interpretation] by EKG | 8622-3 |  | nan |  | LOINC_db
LN | 8624-9 | PP interval | 8624-9 |  | s | s | LOINC_db
LN | 8625-6 | P-R Interval | 8625-6 |  | s | s | LOINC_db
LN | 8626-4 | P wave axis | 8626-4 |  | deg | deg | LOINC_db
LN | 8627-2 | P wave duration | 8627-2 |  | ms | ms | LOINC_db
LN | 8629-8 | Q wave depth | 8629-8 |  | mV |  | LOINC_db
LN | 8630-6 | Q wave depth lead | 8630-6 |  | nan |  | LOINC_db
LN | 8631-4 | Q wave duration | 8631-4 |  | ms | ms | LOINC_db
LN | 8632-2 | QRS axis | 8632-2 |  | deg | deg | LOINC_db
LN | 8633-0 | QRS duration | 8633-0 |  | ms | ms | LOINC_db
LN | 8634-8 | Q-T interval | 8634-8 |  | s | s | LOINC_db
LN | 8636-3 | Q-T interval corrected | 8636-3 |  | s | s | LOINC_db
LN | 8637-1 | R-R interval by EKG | 8637-1 |  | s | s | LOINC_db
LN | 8638-9 | T wave axis | 8638-9 |  | nan |  | LOINC_db
LN | 8660-3 | History of Cardiovascular system disorders | 8660-3 |  | nan |  | LOINC_db
LN | 86956-0 | CT Heart WO contrast IV and CT Heart for left ventricular function W contrast IV | 86956-0 |  | nan |  | LOINC_db
LN | 86975-0 | CT Heart for left ventricular function W contrast IV | 86975-0 |  | nan |  | LOINC_db
LN | 86980-0 | CTA Heart and Coronary arteries WO and W contrast IV | 86980-0 |  | nan |  | LOINC_db
LN | 8702-3 | Physical findings of Heart | 8702-3 |  | nan |  | LOINC_db
LN | 87117-8 | Guidance for pericardiocentesis of Heart | 87117-8 |  | nan |  | LOINC_db
LN | 8731-2 | Ventricular Cardiac output by 2D echo | 8731-2 |  | L/min |  | LOINC_db
LN | 87314-1 | Encephalomyocarditis virus [Presence] in Tissue by Organism specific culture | 87314-1 |  | nan |  | LOINC_db
LN | 87315-8 | Encephalomyocarditis virus RNA [Presence] in Tissue by NAA with probe detection | 87315-8 |  | nan |  | LOINC_db
LN | 8732-0 | Left ventricular Cardiac output by Angiography biplane | 8732-0 |  | L/min |  | LOINC_db
LN | 8733-8 | Left ventricular Cardiac output by Angiography single plane | 8733-8 |  | L/min |  | LOINC_db
LN | 8734-6 | Left ventricular Cardiac output by Spiral CT | 8734-6 |  | L/min |  | LOINC_db
LN | 8735-3 | Left ventricular Cardiac output by US.doppler | 8735-3 |  | L/min |  | LOINC_db
LN | 8736-1 | Left ventricular Cardiac output by Fick method | 8736-1 |  | L/min |  | LOINC_db
LN | 8737-9 | Left ventricular Cardiac output by Indicator dilution | 8737-9 |  | L/min |  | LOINC_db
LN | 8738-7 | Left ventricular Cardiac output by MR | 8738-7 |  | L/min |  | LOINC_db
LN | 8739-5 | Left ventricular Cardiac output by Nuclear blood pool | 8739-5 |  | L/min |  | LOINC_db
LN | 8741-1 | Left ventricular Cardiac output | 8741-1 |  | L/min |  | LOINC_db
LN | 8745-2 | Left ventricular Cardiac index by US 2D | 8745-2 |  | L/min/m2 |  | LOINC_db
LN | 8746-0 | Left ventricular Cardiac index by Angiography biplane | 8746-0 |  | L/min/m2 |  | LOINC_db
LN | 8747-8 | Left ventricular Cardiac index by Angiography single plane | 8747-8 |  | L/min/m2 |  | LOINC_db
LN | 8748-6 | Left ventricular Cardiac index by Spiral CT | 8748-6 |  | L/min/m2 |  | LOINC_db
LN | 8749-4 | Left ventricular Cardiac index by US.doppler | 8749-4 |  | L/min/m2 |  | LOINC_db
LN | 8750-2 | Left ventricular Cardiac index by Fick method | 8750-2 |  | L/min/m2 |  | LOINC_db
LN | 8751-0 | Left ventricular Cardiac index by Indicator dilution | 8751-0 |  | L/min/m2 |  | LOINC_db
LN | 8752-8 | Left ventricular Cardiac index by MR | 8752-8 |  | L/min/m2 |  | LOINC_db
LN | 8753-6 | Left ventricular Cardiac index by Nuclear blood pool | 8753-6 |  | L/min/m2 |  | LOINC_db
LN | 8755-1 | Right ventricular Cardiac index by 2D echo | 8755-1 |  | L/min/m2 |  | LOINC_db
LN | 8756-9 | Right ventricular Cardiac index by Angiography biplane | 8756-9 |  | L/min/m2 |  | LOINC_db
LN | 8757-7 | Right ventricular Cardiac index by Angiography single plane | 8757-7 |  | L/min/m2 |  | LOINC_db
LN | 8758-5 | Right ventricular Cardiac index by Spiral CT | 8758-5 |  | L/min/m2 |  | LOINC_db
LN | 8759-3 | Right ventricular Cardiac index by US.doppler | 8759-3 |  | L/min/m2 |  | LOINC_db
LN | 8760-1 | Right ventricular Cardiac index by Fick method | 8760-1 |  | L/min/m2 |  | LOINC_db
LN | 8761-9 | Right ventricular Cardiac index by Indicator dilution | 8761-9 |  | L/min/m2 |  | LOINC_db
LN | 8762-7 | Right ventricular Cardiac index by MR | 8762-7 |  | L/min/m2 |  | LOINC_db
LN | 8763-5 | Right ventricular Cardiac index by Nuclear blood pool | 8763-5 |  | L/min/m2 |  | LOINC_db
LN | 8765-0 | Left ventricular Stroke volume by 2D echo | 8765-0 |  | mL | mL | LOINC_db
LN | 8766-8 | Left ventricular Stroke volume by Angiography biplane | 8766-8 |  | mL | mL | LOINC_db
LN | 8767-6 | Left ventricular Stroke volume by Angiography single plane | 8767-6 |  | mL | mL | LOINC_db
LN | 8768-4 | Left ventricular Stroke volume by Spiral CT | 8768-4 |  | mL | mL | LOINC_db
LN | 8769-2 | Left ventricular Stroke volume by US.doppler | 8769-2 |  | mL | mL | LOINC_db
LN | 8770-0 | Left ventricular Stroke volume by Fick method | 8770-0 |  | mL | mL | LOINC_db
LN | 8771-8 | Left ventricular Stroke volume by Indicator dilution | 8771-8 |  | mL | mL | LOINC_db
LN | 8772-6 | Left ventricular Stroke volume by MR | 8772-6 |  | mL | mL | LOINC_db
LN | 8773-4 | Left ventricular Stroke volume by Nuclear blood pool | 8773-4 |  | mL | mL | LOINC_db
LN | 8775-9 | Right ventricular Stroke volume by 2D echo | 8775-9 |  | mL | mL | LOINC_db
LN | 8776-7 | Right ventricular Stroke volume by Angiography biplane | 8776-7 |  | mL | mL | LOINC_db
LN | 8777-5 | Right ventricular Stroke volume by Angiography single plane | 8777-5 |  | mL | mL | LOINC_db
LN | 8778-3 | Right ventricular Stroke volume by Spiral CT | 8778-3 |  | mL | mL | LOINC_db
LN | 8779-1 | Right ventricular Stroke volume by US.doppler | 8779-1 |  | mL | mL | LOINC_db
LN | 8780-9 | Right ventricular Stroke volume by Fick method | 8780-9 |  | mL | mL | LOINC_db
LN | 8781-7 | Right ventricular Stroke volume by Indicator dilution | 8781-7 |  | mL | mL | LOINC_db
LN | 8782-5 | Right ventricular Stroke volume by MR | 8782-5 |  | mL | mL | LOINC_db
LN | 8783-3 | Right ventricular Stroke volume by Nuclear blood pool | 8783-3 |  | mL | mL | LOINC_db
LN | 87837-1 | CTA Aortic valve W contrast IV | 87837-1 |  | nan |  | LOINC_db
LN | 8785-8 | Left ventricular Stroke volume index by 2D echo | 8785-8 |  | mL | mL | LOINC_db
LN | 8786-6 | Left ventricular Stroke volume index by Angiography biplane | 8786-6 |  | mL | mL | LOINC_db
LN | 8787-4 | Left ventricular Stroke volume index by Angiography single plane | 8787-4 |  | mL | mL | LOINC_db
LN | 8788-2 | Left ventricular Stroke volume index by Spiral CT | 8788-2 |  | mL | mL | LOINC_db
LN | 8789-0 | Left ventricular Stroke volume index by US.doppler | 8789-0 |  | mL | mL | LOINC_db
LN | 8790-8 | Left ventricular Stroke volume index by Fick method | 8790-8 |  | mL | mL | LOINC_db
LN | 8791-6 | Left ventricular Stroke volume index by Indicator dilution | 8791-6 |  | mL | mL | LOINC_db
LN | 8792-4 | Left ventricular Stroke volume index by MR | 8792-4 |  | mL | mL | LOINC_db
LN | 8793-2 | Left ventricular Stroke volume index by Nuclear blood pool | 8793-2 |  | mL | mL | LOINC_db
LN | 87939-5 | Bacteria identified in Pericardial fluid by Anaerobe culture | 87939-5 |  | nan |  | LOINC_db
LN | 8795-7 | Right ventricular Stroke volume index by 2D echo | 8795-7 |  | mL | mL | LOINC_db
LN | 8796-5 | Right ventricular Stroke volume index by Angiography biplane | 8796-5 |  | mL | mL | LOINC_db
LN | 8797-3 | Right ventricular Stroke volume index by Angiography single plane | 8797-3 |  | mL | mL | LOINC_db
LN | 87977-5 | Fungus identified in Pericardial fluid by Culture | 87977-5 |  | nan |  | LOINC_db
LN | 8798-1 | Right ventricular Stroke volume index by Spiral CT | 8798-1 |  | nan |  | LOINC_db
LN | 8799-9 | Right ventricular Stroke volume index by US.doppler | 8799-9 |  | nan |  | LOINC_db
LN | 88003-9 | TOAST Classification of subtypes of acute ischemic stroke | 88003-9 |  | nan |  | LOINC_db
LN | 8800-5 | Right ventricular Stroke volume index by Fick method | 8800-5 |  | nan |  | LOINC_db
LN | 8801-3 | Right ventricular Stroke volume index by Indicator dilution | 8801-3 |  | nan |  | LOINC_db
LN | 88020-3 | Functional capacity NYHA | 88020-3 |  | nan |  | LOINC_db
LN | 8802-1 | Right ventricular Stroke volume index by MR | 8802-1 |  | nan |  | LOINC_db
LN | 88021-1 | Objective assessment of cardiovascular disease NYHA | 88021-1 |  | nan |  | LOINC_db
LN | 8803-9 | Right ventricular Stroke volume index by Nuclear blood pool | 8803-9 |  | nan |  | LOINC_db
LN | 8804-7 | Right ventricular Stroke volume index by Nuclear.myocardial | 8804-7 |  | nan |  | LOINC_db
LN | 8806-2 | Left ventricular Ejection fraction by 2D echo | 8806-2 |  | % | % | LOINC_db
LN | 88065-8 | Time of defibrillation | 88065-8 |  | {clock_time} |  | LOINC_db
LN | 8807-0 | Left ventricular Ejection fraction by 2D echo.visual estimate | 8807-0 |  | % | % | LOINC_db
LN | 8808-8 | Left ventricular Ejection fraction by Cardiac angiogram | 8808-8 |  | % | % | LOINC_db
LN | 8809-6 | Left ventricular Ejection fraction by Cardiac angiogram.visual estimate | 8809-6 |  | % | % | LOINC_db
LN | 88101-1 | CPR stop time | 88101-1 |  | {clock_time} |  | LOINC_db
LN | 88102-9 | Provider [Type] who performed CPR | 88102-9 |  | nan |  | LOINC_db
LN | 88103-7 | CPR was being given on arrival at destination | 88103-7 |  | nan |  | LOINC_db
LN | 8810-4 | Left ventricular Ejection fraction by Spiral CT | 8810-4 |  | % | % | LOINC_db
LN | 8811-2 | Left ventricular Ejection fraction by MR | 8811-2 |  | % | % | LOINC_db
LN | 8812-0 | Left ventricular Ejection fraction by Nuclear blood pool | 8812-0 |  | % | % | LOINC_db
LN | 8813-8 | Right ventricular Ejection fraction by 2D echo | 8813-8 |  | % | % | LOINC_db
LN | 88145-8 | Microscopic observation [Identifier] in Pericardial fluid by Acid fast stain | 88145-8 |  | nan |  | LOINC_db
LN | 8814-6 | Right ventricular Ejection fraction by 2D echo.visual estimate | 8814-6 |  | % | % | LOINC_db
LN | 88147-4 | Microscopic observation [Identifier] in Pericardial fluid by Gram stain | 88147-4 |  | nan |  | LOINC_db
LN | 8815-3 | Right ventricular Ejection fraction by Cardiac angiogram | 8815-3 |  | % | % | LOINC_db
LN | 8816-1 | Right ventricular Ejection fraction by Cardiac angiogram.visual estimate | 8816-1 |  | % | % | LOINC_db
LN | 8817-9 | Right ventricular Ejection fraction by Spiral CT | 8817-9 |  | nan |  | LOINC_db
LN | 8818-7 | Right ventricular Ejection fraction by MR | 8818-7 |  | % | % | LOINC_db
LN | 8819-5 | Right ventricular Ejection fraction by Nuclear blood pool | 8819-5 |  | nan |  | LOINC_db
LN | 8820-3 | Ventricular Ejection fraction geometry formula | 8820-3 |  | nan |  | LOINC_db
LN | 8821-1 | Left ventricular End-diastolic volume by Imaging | 8821-1 |  | mL | mL | LOINC_db
LN | 8822-9 | Right ventricular End-diastolic volume by Imaging | 8822-9 |  | mL | mL | LOINC_db
LN | 8823-7 | Left ventricular End-systolic volume by Imaging | 8823-7 |  | mL | mL | LOINC_db
LN | 8824-5 | Right ventricular End-systolic volume by Imaging | 8824-5 |  | mL | mL | LOINC_db
LN | 8825-2 | Hemodynamic measurement method | 8825-2 |  | nan |  | LOINC_db
LN | 8840-1 | Left atrium Oxygen saturation | 8840-1 |  | % | % | LOINC_db
LN | 8841-9 | Right atrium Oxygen saturation | 8841-9 |  | % | % | LOINC_db
LN | 8842-7 | High right atrium Oxygen saturation | 8842-7 |  | % | % | LOINC_db
LN | 8843-5 | Low right atrium Oxygen saturation | 8843-5 |  | % | % | LOINC_db
LN | 88435-3 | Cardiac compression start time | 88435-3 |  | {clock_time} |  | LOINC_db
LN | 88438-7 | CPR start time | 88438-7 |  | {clock_time} |  | LOINC_db
LN | 8844-3 | Mid right atrium Oxygen saturation | 8844-3 |  | % | % | LOINC_db
LN | 8845-0 | Left ventricular Oxygen saturation | 8845-0 |  | % | % | LOINC_db
LN | 8846-8 | Right ventricular outflow tract Oxygen saturation | 8846-8 |  | % | % | LOINC_db
LN | 8847-6 | Right ventricular Oxygen saturation | 8847-6 |  | % | % | LOINC_db
LN | 88537-6 | Enterovirus identified in Pericardial fluid by Organism specific culture | 88537-6 |  | nan |  | LOINC_db
LN | 88538-4 | Enterovirus RNA [Presence] in Pericardial fluid by NAA with probe detection | 88538-4 |  | nan |  | LOINC_db
LN | 8859-1 | Intracardiac shunt left-right | 8859-1 |  | L/min |  | LOINC_db
LN | 88596-2 | Influenza virus B RNA [Presence] in Pericardial fluid by NAA with probe detection | 88596-2 |  | nan |  | LOINC_db
LN | 88600-2 | Influenza virus A RNA [Presence] in Pericardial fluid by NAA with probe detection | 88600-2 |  | nan |  | LOINC_db
LN | 8860-9 | Intracardiac shunt right-left | 8860-9 |  | L/min |  | LOINC_db
LN | 8861-7 | Left ventriclar Stroke work | 8861-7 |  | g.m/m2/{beat} |  | LOINC_db
LN | 8862-5 | Right ventricular Stroke work | 8862-5 |  | nan |  | LOINC_db
LN | 8863-3 | Left ventricular stroke work index | 8863-3 |  | g.m/m2/{beat} |  | LOINC_db
LN | 8864-1 | Right ventricular Stroke work index | 8864-1 |  | g.m/m2/{beat} |  | LOINC_db
LN | 88663-0 | Type of person who performed defibrillation | 88663-0 |  | nan |  | LOINC_db
LN | 88665-5 | Time of return of spontaneous circulation | 88665-5 |  | {clock_time} |  | LOINC_db
LN | 88666-3 | Number of defibrillation shocks given | 88666-3 |  | {#} |  | LOINC_db
LN | 88667-1 | Maximum defibrillation dose [Energy] | 88667-1 |  | J | J | LOINC_db
LN | 88670-5 | Return of spontaneous circulation | 88670-5 |  | nan |  | LOINC_db
LN | 8886-4 | Heart rate method | 8886-4 |  | nan |  | LOINC_db
LN | 8887-2 | Type of Heart rate device | 8887-2 |  | nan |  | LOINC_db
LN | 8888-0 | Heart rate measure duration | 8888-0 |  | s;min |  | LOINC_db
LN | 8894-8 | P wave Atrium by EKG | 8894-8 |  | nan |  | LOINC_db
LN | 8895-5 | P wave Left atrium by EKG | 8895-5 |  | nan |  | LOINC_db
LN | 8896-3 | P wave Right atrium by EKG | 8896-3 |  | nan |  | LOINC_db
LN | 8897-1 | QRS complex Ventricles by EKG | 8897-1 |  | nan |  | LOINC_db
LN | 89054-1 | Circulatory assistive device(s) used [Identifier] --preoperative | 89054-1 |  | nan |  | LOINC_db
LN | 89055-8 | Circulatory assistive device(s) used [Identifier] --postoperative | 89055-8 |  | nan |  | LOINC_db
LN | 89056-6 | Circulatory assistive device(s) used [Identifier] --during surgery | 89056-6 |  | nan |  | LOINC_db
LN | 89575-5 | Troponin T.cardiac [Interpretation] in Serum or Plasma Qualitative by High sensitivity method | 89575-5 |  | nan |  | LOINC_db
LN | 89576-3 | Troponin T.cardiac panel - Serum or Plasma by High sensitivity method | 89576-3 |  | nan |  | LOINC_db
LN | 89577-1 | Troponin I.cardiac panel - Serum or Plasma by High sensitivity method | 89577-1 |  | nan |  | LOINC_db
LN | 89578-9 | Troponin I.cardiac [Interpretation] in Serum or Plasma Qualitative by High sensitivity method | 89578-9 |  | nan |  | LOINC_db
LN | 89579-7 | Troponin I.cardiac [Mass/volume] in Serum or Plasma by High sensitivity method | 89579-7 |  | ng/L |  | LOINC_db
LN | 89609-2 | CT Guidance for fluid aspiration of Pericardial space | 89609-2 |  | nan |  | LOINC_db
LN | 89638-1 | Nocardia sp identified in Lower respiratory specimen by Organism specific culture | 89638-1 |  | nan |  | LOINC_db
LN | 89639-9 | Nocardia sp identified in Implanted device by Organism specific culture | 89639-9 |  | nan |  | LOINC_db
LN | 89927-8 | CT Heart and aortic root WO contrast for calcium scoring + CTA W contrast IV | 89927-8 |  | nan |  | LOINC_db
LN | 90267-6 | Microscopic observation [Identifier] in Pericardial fluid by Giemsa stain | 90267-6 |  | nan |  | LOINC_db
LN | 90271-8 | Bacteria identified in Pericardial fluid by Aerobe culture | 90271-8 |  | nan |  | LOINC_db
LN | 90717-0 | Heart Failure+Transplant Cardiology Consult Note | 90717-0 |  | nan |  | LOINC_db
LN | 91546-2 | ST deviation (Maximum value during study) by EKG | 91546-2 |  | mV |  | LOINC_db
LN | 91764-1 | Nocardia sp identified in Aspirate by Organism specific culture | 91764-1 |  | nan |  | LOINC_db
LN | 93124-6 | New York Heart Association Functional Classification panel | 93124-6 |  | nan |  | LOINC_db
LN | 93608-8 | Left ventricular Maximum atrial contraction strain rate by US 3D | 93608-8 |  | /s |  | LOINC_db
LN | 93609-6 | Left ventricular Maximum circumferential atrial contraction strain rate by US 3D | 93609-6 |  | % | % | LOINC_db
LN | 93610-4 | Left ventricular Maximum longitudinal atrial contraction strain rate by US 3D | 93610-4 |  | /s |  | LOINC_db
LN | 93611-2 | Left ventricular Maximum circumferential strain rate during early diastole by US 3D | 93611-2 |  | /s |  | LOINC_db
LN | 93612-0 | Left ventricular Maximum longitudinal strain rate during early diastole by US 3D | 93612-0 |  | /s |  | LOINC_db
LN | 93613-8 | Left ventricular Maximum circumferential strain rate during systole by US 3D | 93613-8 |  | /s |  | LOINC_db
LN | 93614-6 | Left ventricular Maximum longitudinal strain rate during systole by US 3D | 93614-6 |  | /s |  | LOINC_db
LN | 93615-3 | Left ventricular Maximum area strain by US 3D | 93615-3 |  | % | % | LOINC_db
LN | 93616-1 | Left ventricular Maximum circumferential strain by US 3D | 93616-1 |  | % | % | LOINC_db
LN | 93617-9 | Left ventricular Maximum longitudinal strain by US 3D | 93617-9 |  | % | % | LOINC_db
LN | 93618-7 | Tricuspid valve Regurgitant volume by US.doppler+Calculated by PISA method | 93618-7 |  | mL | mL | LOINC_db
LN | 93619-5 | Hepatic vein Systolic flow reversal by US.doppler | 93619-5 |  | nan |  | LOINC_db
LN | 93620-3 | Tricuspid valve Regurgitant blood velocity-time integral by US.doppler | 93620-3 |  | m | m | LOINC_db
LN | 93621-1 | Tricuspid valve Regurgitant orifice area by US.doppler.color | 93621-1 |  | mm2 |  | LOINC_db
LN | 93622-9 | Right ventricular Systolic time by US.doppler | 93622-9 |  | ms | ms | LOINC_db
LN | 93623-7 | Main pulmonary artery Diastolic flow reversal by US.doppler | 93623-7 |  | nan |  | LOINC_db
LN | 93624-5 | Pulmonic valve Pressure gradient.early diastole.max by US.doppler | 93624-5 |  | mm[Hg] |  | LOINC_db
LN | 93625-2 | Pulmonary valve Regurgitant blood flow velocity.early diastole by Ultrasound.doppler.PW | 93625-2 |  | cm/s | cm/s | LOINC_db
LN | 93626-0 | Pulmonary vein Blood flow velocity.S2 wave by Ultrasound.doppler.PW | 93626-0 |  | cm/s | cm/s | LOINC_db
LN | 93627-8 | Pulmonary vein Blood flow velocity.S1 wave by Ultrasound.doppler.PW | 93627-8 |  | cm/s | cm/s | LOINC_db
LN | 93628-6 | Mitral valve Regurgitant blood velocity-time integral by US.doppler | 93628-6 |  | m | m | LOINC_db
LN | 93629-4 | Aorta abdominal Holodiastolic flow reversal by US.doppler | 93629-4 |  | nan |  | LOINC_db
LN | 93630-2 | Aortic valve Regurgitant fraction by US.doppler+Calculated by PISA method | 93630-2 |  | % | % | LOINC_db
LN | 93631-0 | Aortic valve Regurgitant blood velocity-time integral by US.doppler | 93631-0 |  | cm | cm | LOINC_db
LN | 93632-8 | Heart Left ventricular outflow tract/Aortic valve VTI by US.doppler | 93632-8 |  | {ratio} |  | LOINC_db
LN | 93633-6 | Heart Left ventricular outflow tract/Maximum blood flow aortic valve by US.doppler | 93633-6 |  | {ratio} |  | LOINC_db
LN | 93634-4 | Inferior vena cava Collapse by US | 93634-4 |  | nan |  | LOINC_db
LN | 93635-1 | Right atrial End-systolic volume by US.2D.A4C | 93635-1 |  | mL | mL | LOINC_db
LN | 93636-9 | Left atrial End-systolic volume/Body surface area [Volume/Area] by US.2D.A2C+Calc by single plane area-length method | 93636-9 |  | mL/m2 | mL/m2 | LOINC_db
LN | 93637-7 | Left atrial End-systolic volume/Body surface area [Volume/Area] by US.2D.A4C+Calc by single plane area-length method | 93637-7 |  | mL/m2 | mL/m2 | LOINC_db
LN | 93638-5 | Left atrial End-systolic volume/Body surface area [Volume/Area] by US.2D.A2C+Calculated by single plane method of disks | 93638-5 |  | mL/m2 | mL/m2 | LOINC_db
LN | 93639-3 | Left atrial End-systolic volume/Body surface area [Volume/Area] by US.2D.A4C+Calculated by single plane method of disks | 93639-3 |  | mL/m2 | mL/m2 | LOINC_db
LN | 93640-1 | Left atrial End-systolic volume by US.2D.A2C+Calc by single plane area-length method | 93640-1 |  | mL | mL | LOINC_db
LN | 93641-9 | Left atrial End-systolic volume by US.2D.A4C+Calc by single plane area-length method | 93641-9 |  | mL | mL | LOINC_db
LN | 93642-7 | Right ventricular outflow tract proximal Diameter by US.2D.PSAX | 93642-7 |  | mm | mm | LOINC_db
LN | 93643-5 | Right ventricular Major axis diastole [Length] by US.2D.A4C | 93643-5 |  | mm | mm | LOINC_db
LN | 93644-3 | Left ventricular Ejection fraction by US.2D.A2C+Calc by single plane area-length method | 93644-3 |  | % | % | LOINC_db
LN | 93645-0 | Left ventricular Ejection fraction by US.2D.A4C+Calc by single plane area-length method | 93645-0 |  | % | % | LOINC_db
LN | 93646-8 | Left ventricular Ejection fraction by US.2D+Calculated by biplane area-length method | 93646-8 |  | % | % | LOINC_db
LN | 93647-6 | Left ventricular Cardiac output by US.2D.A2C+Calc by single plane area-length method | 93647-6 |  | L/min |  | LOINC_db
LN | 93648-4 | Left ventricular Cardiac output by US.2D.A4C+Calc by single plane area-length method | 93648-4 |  | L/min |  | LOINC_db
LN | 93649-2 | Left ventricular Cardiac output by US.2D+Calculated by biplane area-length method | 93649-2 |  | L/min |  | LOINC_db
LN | 93650-0 | Left ventricular Cardiac output by US.2D.A2C+Calculated by single plane method of disks | 93650-0 |  | L/min |  | LOINC_db
LN | 93651-8 | Left ventricular Cardiac output by US.2D.A4C+Calculated by single plane method of disks | 93651-8 |  | L/min |  | LOINC_db
LN | 93652-6 | Left ventricular Stroke volume by US.2D.A2C+Calc by single plane area-length method | 93652-6 |  | mL | mL | LOINC_db
LN | 93653-4 | Left ventricular Stroke volume by US.2D.A4C+Calc by single plane area-length method | 93653-4 |  | mL | mL | LOINC_db
LN | 93654-2 | Left ventricular Stroke volume by US.2D+Calculated by biplane area-length method | 93654-2 |  | mL | mL | LOINC_db
LN | 93655-9 | Left ventricular Stroke volume by US.2D.A2C+Calculated by single plane method of disks | 93655-9 |  | mL | mL | LOINC_db
LN | 93656-7 | Left ventricular Stroke volume by US.2D.A4C+Calculated by single plane method of disks | 93656-7 |  | mL | mL | LOINC_db
LN | 93657-5 | Left ventricular End-systolic volume by US.2D.A2C+Calc by single plane area-length method | 93657-5 |  | mL | mL | LOINC_db
LN | 93658-3 | Left ventricular End-systolic volume by US.2D.A4C+Calc by single plane area-length method | 93658-3 |  | mL | mL | LOINC_db
LN | 93659-1 | Left ventricular End-systolic volume by US.2D+Calculated by biplane area-length method | 93659-1 |  | mL | mL | LOINC_db
LN | 93660-9 | Left ventricular End-diastolic volume by US.2D.A2C+Calc by single plane area-length method | 93660-9 |  | mL | mL | LOINC_db
LN | 93661-7 | Left ventricular End-diastolic volume by US.2D.A4C+Calc by single plane area-length method | 93661-7 |  | mL | mL | LOINC_db
LN | 93662-5 | Left ventricular End-diastolic volume by US.2D+Calculated by biplane area-length method | 93662-5 |  | mL | mL | LOINC_db
LN | 93663-3 | Left ventricular Sphericity index.end diastole by US | 93663-3 |  | mm | mm | LOINC_db
LN | 93664-1 | Pericardial effusion by US | 93664-1 |  | nan |  | LOINC_db
LN | 93665-8 | Pulmonary valve Regurgitant blood flow pressure half-time by US.doppler | 93665-8 |  | ms | ms | LOINC_db
LN | 93754-0 | Encephalomyocarditis virus RNA [Cycle Threshold #] in Specimen by NAA with probe detection | 93754-0 |  | {Ct_value} |  | LOINC_db
LN | 93956-1 | Heart Failure+Transplant Cardiology Letter | 93956-1 |  | nan |  | LOINC_db
LN | 93959-5 | Heart Failure+Transplant Cardiology Diagnostic Study Note | 93959-5 |  | nan |  | LOINC_db
LN | 94147-6 | Mitral valve B-bump by US.M-mode | 94147-6 |  | nan |  | LOINC_db
LN | 94148-4 | Descending thoracic aorta Holodiastolic flow reversal by US.doppler | 94148-4 |  | nan |  | LOINC_db
LN | 94517-0 | Clinical Cardiac Electrophysiology Discharge Summary | 94517-0 |  | nan |  | LOINC_db
LN | 94518-8 | Clinical Cardiac Electrophysiology Progress Note | 94518-8 |  | nan |  | LOINC_db
LN | 95548-4 | Cardiovascular disease 10Y risk goal based on ACC-AHA Pooled Cohort by Goff 2013 | 95548-4 |  | % | % | LOINC_db
LN | 95549-2 | Cardiovascular disease lifetime risk [Likelihood] ACC-AHA Pooled Cohort by Goff 2013 | 95549-2 |  | % | % | LOINC_db
LN | 95923-9 | MR Heart W stress and W contrast IV | 95923-9 |  | nan |  | LOINC_db
LN | 95934-6 | Left ventricular Volume by estimated by US | 95934-6 |  | nan |  | LOINC_db
LN | 95935-3 | Right ventricular Volume by estimated by US | 95935-3 |  | nan |  | LOINC_db
LN | 95936-1 | Right ventricular Contractility by estimated by US | 95936-1 |  | nan |  | LOINC_db
LN | 96149-0 | Cardiothoracic Surgery Evaluation Note | 96149-0 |  | nan |  | LOINC_db
LN | 97577-1 | Heart Failure+Transplant Cardiology Progress Note | 97577-1 |  | nan |  | LOINC_db
LN | 97672-0 | Interventional Cardiology History and Physical Note | 97672-0 |  | nan |  | LOINC_db
LN | 97689-4 | Interventional Cardiology Evaluation Note | 97689-4 |  | nan |  | LOINC_db
LN | 97690-2 | Interventional Cardiology Discharge Summary | 97690-2 |  | nan |  | LOINC_db
LN | 97691-0 | Interventional Cardiology Progress Note | 97691-0 |  | nan |  | LOINC_db
LN | 97692-8 | Interventional Cardiology Procedure Note | 97692-8 |  | nan |  | LOINC_db
LN | 9866-5 | Axis [Interpretation] Narrative by EKG | 9866-5 |  | nan |  | LOINC_db
LN | 9867-3 | Prosthetic cardiac pacemaker [Interpretation] Narrative by EKG | 9867-3 |  | nan |  | LOINC_db
LN | 9868-1 | Conduction [Interpretation] Narrative by EKG | 9868-1 |  | nan |  | LOINC_db
LN | 9869-9 | Hypertrophy [Interpretation] Narrative by EKG | 9869-9 |  | nan |  | LOINC_db
LN | 9870-7 | Intraventricular conduction [Interpretation] Narrative by EKG | 9870-7 |  | nan |  | LOINC_db
LN | 9871-5 | Intraventricular conduction [Interpretation] by EKG | 9871-5 |  | nan |  | LOINC_db
LN | 9872-3 | Myocardial ischemia [Interpretation] Narrative by EKG | 9872-3 |  | nan |  | LOINC_db
LN | 9873-1 | QRS complex [Interpretation] Narrative by EKG | 9873-1 |  | nan |  | LOINC_db
LN | 9874-9 | Rhythm segment [Interpretation] Narrative by EKG | 9874-9 |  | nan |  | LOINC_db
LN | 9875-6 | ST-T segment [Interpretation] Narrative by EKG | 9875-6 |  | nan |  | LOINC_db
LN | 9876-4 | Ventricular morphology [Interpretation] Narrative by EKG | 9876-4 |  | nan |  | LOINC_db
LN | 9877-2 | J point depression in lead AVF | 9877-2 |  | mV |  | LOINC_db
LN | 9878-0 | J point depression in lead AVL | 9878-0 |  | mV |  | LOINC_db
LN | 9879-8 | J point depression in lead AVR | 9879-8 |  | mV |  | LOINC_db
LN | 9880-6 | J point depression in lead I | 9880-6 |  | mV |  | LOINC_db
LN | 9881-4 | J point depression in lead II | 9881-4 |  | mV |  | LOINC_db
LN | 9882-2 | J point depression in lead III | 9882-2 |  | mV |  | LOINC_db
LN | 9883-0 | J point depression in lead V1 | 9883-0 |  | mV |  | LOINC_db
LN | 9884-8 | J point depression in lead V2 | 9884-8 |  | mV |  | LOINC_db
LN | 9885-5 | J point depression in lead V3 | 9885-5 |  | mV |  | LOINC_db
LN | 9886-3 | J point depression in lead V4 | 9886-3 |  | mV |  | LOINC_db
LN | 9887-1 | J point depression in lead V5 | 9887-1 |  | mV |  | LOINC_db
LN | 9888-9 | J point depression in lead V6 | 9888-9 |  | mV |  | LOINC_db
LN | 9889-7 | P wave amplitude in lead AVF | 9889-7 |  | mV |  | LOINC_db
LN | 9890-5 | P wave amplitude in lead AVL | 9890-5 |  | mV |  | LOINC_db
LN | 9891-3 | P wave amplitude in lead AVR | 9891-3 |  | mV |  | LOINC_db
LN | 9892-1 | P wave amplitude in lead I | 9892-1 |  | mV |  | LOINC_db
LN | 9893-9 | P wave amplitude in lead II | 9893-9 |  | mV |  | LOINC_db
LN | 9894-7 | P wave amplitude in lead III | 9894-7 |  | mV |  | LOINC_db
LN | 9895-4 | P wave amplitude in lead V1 | 9895-4 |  | mV |  | LOINC_db
LN | 9896-2 | P wave amplitude in lead V2 | 9896-2 |  | mV |  | LOINC_db
LN | 9897-0 | P wave amplitude in lead V3 | 9897-0 |  | mV |  | LOINC_db
LN | 9898-8 | P wave amplitude in lead V4 | 9898-8 |  | mV |  | LOINC_db
LN | 9899-6 | P wave amplitude in in lead V5 | 9899-6 |  | mV |  | LOINC_db
LN | 9900-2 | P wave amplitude in lead V6 | 9900-2 |  | mV |  | LOINC_db
LN | 9901-0 | P wave duration in lead AVF | 9901-0 |  | ms | ms | LOINC_db
LN | 9902-8 | P wave duration in lead AVL | 9902-8 |  | ms | ms | LOINC_db
LN | 9903-6 | P wave duration in lead AVR | 9903-6 |  | ms | ms | LOINC_db
LN | 9904-4 | P wave duration in lead I | 9904-4 |  | ms | ms | LOINC_db
LN | 9905-1 | P wave duration in lead II | 9905-1 |  | ms | ms | LOINC_db
LN | 99055-6 | Cardiovascular disease 10Y risk [Likelihood] | 99055-6 |  | % | % | LOINC_db
LN | 99056-4 | Cardiovascular disease 10Y risk | 99056-4 |  | nan |  | LOINC_db
LN | 9906-9 | P wave duration in lead III | 9906-9 |  | ms | ms | LOINC_db
LN | 9907-7 | P wave duration in lead V1 | 9907-7 |  | ms | ms | LOINC_db
LN | 9908-5 | P wave duration in lead V2 | 9908-5 |  | ms | ms | LOINC_db
LN | 9909-3 | P wave duration in lead V3 | 9909-3 |  | ms | ms | LOINC_db
LN | 9910-1 | P wave duration in lead V4 | 9910-1 |  | ms | ms | LOINC_db
LN | 9911-9 | P wave duration in lead V5 | 9911-9 |  | ms | ms | LOINC_db
LN | 9912-7 | P wave duration in lead V6 | 9912-7 |  | ms | ms | LOINC_db
LN | 9913-5 | P' wave amplitude in lead AVF | 9913-5 |  | mV |  | LOINC_db
LN | 9914-3 | P' wave amplitude in lead AVL | 9914-3 |  | mV |  | LOINC_db
LN | 9915-0 | P' wave amplitude in lead AVR | 9915-0 |  | mV |  | LOINC_db
LN | 9916-8 | P' wave amplitude in lead I | 9916-8 |  | mV |  | LOINC_db
LN | 9917-6 | P' wave amplitude in lead II | 9917-6 |  | mV |  | LOINC_db
LN | 9918-4 | P' wave amplitude in lead III | 9918-4 |  | mV |  | LOINC_db
LN | 9919-2 | P' wave amplitude in lead V1 | 9919-2 |  | mV |  | LOINC_db
LN | 9920-0 | P' wave amplitude in lead V2 | 9920-0 |  | mV |  | LOINC_db
LN | 9921-8 | P' wave amplitude in lead V3 | 9921-8 |  | mV |  | LOINC_db
LN | 9922-6 | P' wave amplitude in lead V4 | 9922-6 |  | mV |  | LOINC_db
LN | 9923-4 | P' wave amplitude in lead V5 | 9923-4 |  | mV |  | LOINC_db
LN | 9924-2 | P' wave amplitude in lead V6 | 9924-2 |  | mV |  | LOINC_db
LN | 9925-9 | Q wave depth in lead AVF | 9925-9 |  | mV |  | LOINC_db
LN | 9926-7 | Q wave depth in lead AVL | 9926-7 |  | mV |  | LOINC_db
LN | 9927-5 | Q wave depth in lead AVR | 9927-5 |  | mV |  | LOINC_db
LN | 9928-3 | Q wave depth in lead I | 9928-3 |  | mV |  | LOINC_db
LN | 9929-1 | Q wave depth in lead II | 9929-1 |  | mV |  | LOINC_db
LN | 9930-9 | Q wave depth in lead III | 9930-9 |  | mV |  | LOINC_db
LN | 9931-7 | Q wave depth in lead V1 | 9931-7 |  | mV |  | LOINC_db
LN | 9932-5 | Q wave depth in lead V2 | 9932-5 |  | mV |  | LOINC_db
LN | 9933-3 | Q wave depth in lead V3 | 9933-3 |  | mV |  | LOINC_db
LN | 9934-1 | Q wave depth in lead V4 | 9934-1 |  | mV |  | LOINC_db
LN | 9935-8 | Q wave depth in lead V5 | 9935-8 |  | mV |  | LOINC_db
LN | 9936-6 | Q wave depth in lead V6 | 9936-6 |  | mV |  | LOINC_db
LN | 9937-4 | Q wave duration in lead AVF | 9937-4 |  | ms | ms | LOINC_db
LN | 9938-2 | Q wave duration in lead AVL | 9938-2 |  | ms | ms | LOINC_db
LN | 9939-0 | Q wave duration in lead AVR | 9939-0 |  | ms | ms | LOINC_db
LN | 9940-8 | Q wave duration in lead I | 9940-8 |  | ms | ms | LOINC_db
LN | 9941-6 | Q wave duration in lead II | 9941-6 |  | ms | ms | LOINC_db
LN | 9942-4 | Q wave duration in lead III | 9942-4 |  | ms | ms | LOINC_db
LN | 9943-2 | Q wave duration in lead V1 | 9943-2 |  | ms | ms | LOINC_db
LN | 9944-0 | Q wave duration in lead V2 | 9944-0 |  | ms | ms | LOINC_db
LN | 9945-7 | Q wave duration in lead V3 | 9945-7 |  | ms | ms | LOINC_db
LN | 9946-5 | Q wave duration in lead V4 | 9946-5 |  | ms | ms | LOINC_db
LN | 9947-3 | Q wave duration in lead V5 | 9947-3 |  | ms | ms | LOINC_db
LN | 99478-0 | Cardiac loop monitor study Document | 99478-0 |  | nan |  | LOINC_db
LN | 9948-1 | Q wave duration in lead V6 | 9948-1 |  | ms | ms | LOINC_db
LN | 99489-7 | Cardiothoracic Surgery Discharge Summary | 99489-7 |  | nan |  | LOINC_db
LN | 9949-9 | QRS duration in lead AVF | 9949-9 |  | ms | ms | LOINC_db
LN | 9950-7 | QRS duration in lead AVL | 9950-7 |  | ms | ms | LOINC_db
LN | 9951-5 | QRS duration in lead AVR | 9951-5 |  | ms | ms | LOINC_db
LN | 99515-9 | Weight of Heart | 99515-9 |  | g | g | LOINC_db
LN | 99522-5 | Circumference [Length] of Heart valve | 99522-5 |  | cm | cm | LOINC_db
LN | 9952-3 | QRS duration in lead I | 9952-3 |  | ms | ms | LOINC_db
LN | 99523-3 | Circumference [Length] of Pulmonary valve | 99523-3 |  | cm | cm | LOINC_db
LN | 99524-1 | Circumference [Length] of Mitral valve | 99524-1 |  | cm | cm | LOINC_db
LN | 99525-8 | Circumference [Length] of Aortic valve | 99525-8 |  | cm | cm | LOINC_db
LN | 99526-6 | Thickness [Length] of Right ventricle | 99526-6 |  | cm | cm | LOINC_db
LN | 99527-4 | Thickness [Length] of Left ventricle | 99527-4 |  | cm | cm | LOINC_db
LN | 99528-2 | Thickness [Length] of Interventricular septum | 99528-2 |  | cm | cm | LOINC_db
LN | 9953-1 | QRS duration in lead II | 9953-1 |  | ms | ms | LOINC_db
LN | 9954-9 | QRS duration in lead III | 9954-9 |  | ms | ms | LOINC_db
LN | 9955-6 | QRS duration in lead V1 | 9955-6 |  | ms | ms | LOINC_db
LN | 9956-4 | QRS duration in lead V2 | 9956-4 |  | ms | ms | LOINC_db
LN | 9957-2 | QRS duration in lead V3 | 9957-2 |  | ms | ms | LOINC_db
LN | 9958-0 | QRS duration in lead V4 | 9958-0 |  | ms | ms | LOINC_db
LN | 9959-8 | QRS duration in lead V5 | 9959-8 |  | ms | ms | LOINC_db
LN | 9960-6 | QRS duration in lead V6 | 9960-6 |  | ms | ms | LOINC_db
LN | 99612-4 | CT Heart WO contrast | 99612-4 |  | nan |  | LOINC_db
LN | 99613-2 | CT Heart WO and W contrast IV | 99613-2 |  | nan |  | LOINC_db
LN | 9961-4 | QRS initial amplitude in lead AVF | 9961-4 |  | mV |  | LOINC_db
LN | 9962-2 | QRS initial amplitude in lead AVL | 9962-2 |  | mV |  | LOINC_db
LN | 9963-0 | QRS initial amplitude in lead AVR | 9963-0 |  | mV |  | LOINC_db
LN | 9964-8 | QRS initial amplitude in lead I | 9964-8 |  | mV |  | LOINC_db
LN | 9965-5 | QRS initial amplitude in lead II | 9965-5 |  | mV |  | LOINC_db
LN | 9966-3 | QRS initial amplitude in lead III | 9966-3 |  | mV |  | LOINC_db
LN | 9967-1 | QRS initial amplitude in lead V1 | 9967-1 |  | mV |  | LOINC_db
LN | 9968-9 | QRS initial amplitude in lead V2 | 9968-9 |  | mV |  | LOINC_db
LN | 9969-7 | QRS initial amplitude in lead V3 | 9969-7 |  | mV |  | LOINC_db
LN | 9970-5 | QRS initial amplitude in lead V4 | 9970-5 |  | mV |  | LOINC_db
LN | 9971-3 | QRS initial amplitude in lead V5 | 9971-3 |  | mV |  | LOINC_db
LN | 9972-1 | QRS initial amplitude in lead V6 | 9972-1 |  | mV |  | LOINC_db
LN | 9973-9 | QRS terminal amplitude in lead AVF | 9973-9 |  | mV |  | LOINC_db
LN | 9974-7 | QRS terminal amplitude in lead AVL | 9974-7 |  | mV |  | LOINC_db
LN | 9975-4 | QRS terminal amplitude in lead AVR | 9975-4 |  | mV |  | LOINC_db
LN | 9976-2 | QRS terminal amplitude in lead I | 9976-2 |  | mV |  | LOINC_db
LN | 9977-0 | QRS terminal amplitude in lead II | 9977-0 |  | mV |  | LOINC_db
LN | 9978-8 | QRS terminal amplitude in lead III | 9978-8 |  | mV |  | LOINC_db
LN | 9979-6 | QRS terminal amplitude in lead V1 | 9979-6 |  | mV |  | LOINC_db
LN | 9980-4 | QRS terminal amplitude in lead V2 | 9980-4 |  | mV |  | LOINC_db
LN | 9981-2 | QRS terminal amplitude in lead V3 | 9981-2 |  | mV |  | LOINC_db
LN | 9982-0 | QRS terminal amplitude in lead V4 | 9982-0 |  | mV |  | LOINC_db
LN | 9983-8 | QRS terminal amplitude in lead V5 | 9983-8 |  | mV |  | LOINC_db
LN | 9984-6 | QRS terminal amplitude in lead V6 | 9984-6 |  | mV |  | LOINC_db
LN | 9985-3 | R wave amplitude in lead AVF | 9985-3 |  | mV |  | LOINC_db
LN | 9986-1 | R wave amplitude in lead AVL | 9986-1 |  | mV |  | LOINC_db
LN | 9987-9 | R wave amplitude in lead AVR | 9987-9 |  | mV |  | LOINC_db
LN | 9988-7 | R wave amplitude in lead I | 9988-7 |  | mV |  | LOINC_db
LN | 9989-5 | R wave amplitude in lead II | 9989-5 |  | mV |  | LOINC_db
LN | 9990-3 | R wave amplitude in lead III | 9990-3 |  | mV |  | LOINC_db
LN | 9991-1 | R wave amplitude in lead V1 | 9991-1 |  | mV |  | LOINC_db
LN | 9992-9 | R wave amplitude in lead V2 | 9992-9 |  | mV |  | LOINC_db
LN | 9993-7 | R wave amplitude in lead V3 | 9993-7 |  | mV |  | LOINC_db
LN | 9994-5 | R wave amplitude in lead V4 | 9994-5 |  | mV |  | LOINC_db
LN | 9995-2 | R wave amplitude in lead V5 | 9995-2 |  | mV |  | LOINC_db
LN | 9996-0 | R wave amplitude in lead V6 | 9996-0 |  | mV |  | LOINC_db
LN | 9997-8 | R wave axis | 9997-8 |  | deg | deg | LOINC_db
LN | 9998-6 | R wave duration in lead AVF | 9998-6 |  | ms | ms | LOINC_db
LN | 9999-4 | R wave duration in lead AVL | 9999-4 |  | ms | ms | LOINC_db